## Labour_Library63900882924532784
Labour Library Report
Library Name : Solitaire Library
Page 2 of 10
Category_Name1 | Category_Name2 | Category_Name3 | Labour_Name | Labour_Rate | EOQ | Unit | ImportName
No category |  |  | 16000 cfm / 8 mm WG static and 32000 cfm / 32 mm WG static M | 1.18 | 0 | Nos | Labour _ 16000 cfm / 8 mm WG static and 32000 cfm / 32 mm WG static M _1077635
No category |  |  | 160A 4P Isolator in readymade box enclosure. M | 0 | 0 | Nos | Labour _ 160A 4P Isolator in readymade box enclosure. M _10849
No category |  |  | 160A 4P Isolator in readymade box enclosure. L | 0 | 0 | Nos | Labour _ 160A 4P Isolator in readymade box enclosure. L _11467
No category |  |  | 160A 4P MCB in readymade box enclosure | 0 | 0 | Nos | Labour _ 160A 4P MCB in readymade box enclosure _1067746
No category |  |  | 160A 4P MCCB in readymade box enclosure(L) | 1.18 | 0 | Nos | Labour _ 160A 4P MCCB in readymade box enclosure(L) _1072166
No category |  |  | 160A 4P MCCB in readymade box enclosure(M) | 1.18 | 0 | Nos | Labour _ 160A 4P MCCB in readymade box enclosure(M) _1072165
No category |  |  | 160A, 16KA FP MCCB (L) | 1 | 0 | Nos | Labour _ 160A, 16KA FP MCCB (L) _9923
No category |  |  | 160A, 16KA FP MCCB (L+M) | 1 | 0 | Nos | Labour _ 160A, 16KA FP MCCB (L+M) _9161
No category |  |  | 160A, 16KA FP MCCB (M) | 1 | 0 | Nos | Labour _ 160A, 16KA FP MCCB (M) _10269
No category |  |  | 160KVA DG Panel L | 0 | 0 | Nos | Labour _ 160KVA DG Panel L _1069886
No category |  |  | 160KVA DG Panel M | 0 | 0 | Nos | Labour _ 160KVA DG Panel M _1069885
No category |  |  | 160mm dia 90 degree bend | 1.18 | 0 | Nos | Labour _ 160mm dia 90 degree bend _1076599
No category |  |  | 160mm dia butterfly valve | 1.18 | 0 | Nos | Labour _ 160mm dia butterfly valve _1076597
No category |  |  | 160mm dia coupler | 1.18 | 0 | Nos | Labour _ 160mm dia coupler _1076594
No category |  |  | 160mm dia HDPE pipe PE-100 | 1.18 | 0 | Rmt. | Labour _ 160mm dia HDPE pipe PE-100 _1076593
No category |  |  | 160mm Dia PVC Pipe with all accessorie & supports | 1.18 | 0 | Mtr. | Labour _ 160mm Dia PVC Pipe with all accessorie & supports _1078686
No category |  |  | 160mm Dia PVC Pipe with all accessories and Supports | 1.18 | 0 | Mtr. | Labour _ 160mm Dia PVC Pipe with all accessories and Supports _1078712
No category |  |  | 160mm Dia PVC Pipe with all accessories and Supports - L | 1.18 | 0 | Mtr. | Labour _ 160mm Dia PVC Pipe with all accessories and Supports - L _1075801
No category |  |  | 160mm Dia PVC Pipe with all accessories and Supports - M | 1.18 | 0 | Mtr. | Labour _ 160mm Dia PVC Pipe with all accessories and Supports - M _1075800
No category |  |  | 160mm Dia PVC Pipe with supports - L | 1.18 | 0 | Mtr. | Labour _ 160mm Dia PVC Pipe with supports - L _1075805
No category |  |  | 160mm Dia PVC Pipe with supports - LAB | 1.18 | 0 | Mtr. | Labour _ 160mm Dia PVC Pipe with supports - LAB _1075832
No category |  |  | 160mm Dia PVC Pipe with supports - M | 1.18 | 0 | Mtr. | Labour _ 160mm Dia PVC Pipe with supports - M _1075804
No category |  |  | 160mm Dia PVC Pipe with supports - MAT | 1.18 | 0 | Mtr. | Labour _ 160mm Dia PVC Pipe with supports - MAT _1075831
No category |  |  | 160mm dia sluice valve | 1.18 | 0 | Nos | Labour _ 160mm dia sluice valve _1076596
No category |  |  | 160mm dia tail piece | 1.18 | 0 | Nos | Labour _ 160mm dia tail piece _1076598
No category |  |  | 160mm dia tail piece MS flange | 1.18 | 0 | Nos | Labour _ 160mm dia tail piece MS flange _1076595
No category |  |  | 160mm dia Tee | 1.18 | 0 | Nos | Labour _ 160mm dia Tee _1076600
No category |  |  | 160mm drain channel - Labour | 1.18 | 0 | Rmt. | Labour _ 160mm drain channel - Labour _1073561
No category |  |  | 160mm drain channel - Material | 1.18 | 0 | Rmt. | Labour _ 160mm drain channel - Material _1073560
No category |  |  | 160mm HDPE Pipe | 0 | 0 | Rmt. | Labour _ 160mm HDPE Pipe _1068628
No category |  |  | 160mm Lbow - L | 1.18 | 0 | Nos | Labour _ 160mm Lbow - L _1075944
No category |  |  | 160mm Lbow - M | 1.18 | 0 | Nos | Labour _ 160mm Lbow - M _1075913
No category |  |  | 160mm uPVC pipes of SN4 | 0 | 0 | Rmt. | Labour _ 160mm uPVC pipes of SN4 _1068655
No category |  |  | 160mm UPVC SWR TYPE B pipes & fittings Terrace rain water L | 1.18 | 0 | Rmt. | Labour _ 160mm UPVC SWR TYPE B pipes & fittings Terrace rain water L _1080397
No category |  |  | 160mm UPVC SWR TYPE B pipes & fittings Terrace rain water M | 1.18 | 0 | Rmt. | Labour _ 160mm UPVC SWR TYPE B pipes & fittings Terrace rain water M _1080398
No category |  |  | 160MM UPVC SWR TYPE B pipes & fittings Vertical down take L | 1.18 | 0 | Rmt. | Labour _ 160MM UPVC SWR TYPE B pipes & fittings Vertical down take L _1080338
No category |  |  | 160MM UPVC SWR TYPE B pipes & fittings Vertical down take M | 1.18 | 0 | Rmt. | Labour _ 160MM UPVC SWR TYPE B pipes & fittings Vertical down take M _1080339
No category |  |  | 160mm wide drain channel MS grating Heavy Duty L | 1.18 | 0 | Rmt. | Labour _ 160mm wide drain channel MS grating Heavy Duty L _1080401
No category |  |  | 160mm wide drain channel MS grating Heavy Duty M | 1.18 | 0 | Rmt. | Labour _ 160mm wide drain channel MS grating Heavy Duty M _1080402
No category |  |  | 16A multi socket with switch on board (L) | 1.18 | 0 | Nos | Labour _ 16A multi socket with switch on board (L) _1074842
No category |  |  | 16A multi socket with switch on board (M) | 1.18 | 0 | Nos | Labour _ 16A multi socket with switch on board (M) _1074841
No category |  |  | 16A multi socket with switch (L) | 1.18 | 0 | Nos | Labour _ 16A multi socket with switch (L) _1074840
No category |  |  | 16A multi socket with switch (M) | 1.18 | 0 | Nos | Labour _ 16A multi socket with switch (M) _1074839
No category |  |  | 16A multi socket with switch - MAT | 1.18 | 0 | Nos | Labour _ 16A multi socket with switch - MAT _1075128
No category |  |  | 16A multi socket with switch -LAB | 1.18 | 0 | Nos | Labour _ 16A multi socket with switch -LAB _1075129
No category |  |  | 16A Industrial socket DSS1 | 0 | 0 | Nos | Labour _ 16A Industrial socket DSS1 _1070105
No category |  |  | 16A Industrial socket DSS3 | 0 | 0 | Nos | Labour _ 16A Industrial socket DSS3 _1070191
No category |  |  | 16A Modular Switch & uni socket SEC L | 0 | 0 | Nos | Labour _ 16A Modular Switch & uni socket SEC L _10679
No category |  |  | 16A Modular Switch & uni socket SEC M | 0 | 0 | Nos | Labour _ 16A Modular Switch & uni socket SEC M _10678
No category |  |  | 16A Modular Switch & uni socket T1 L | 0 | 0 | Nos | Labour _ 16A Modular Switch & uni socket T1 L _10675
No category |  |  | 16A Modular Switch & uni socket T1 M | 0 | 0 | Nos | Labour _ 16A Modular Switch & uni socket T1 M _10674
No category |  |  | 16A Modular Switch & uni socket T2 L | 0 | 0 | Nos | Labour _ 16A Modular Switch & uni socket T2 L _10677
No category |  |  | 16A Modular Switch & uni socket T2 M | 0 | 0 | Nos | Labour _ 16A Modular Switch & uni socket T2 M _10676
No category |  |  | 16A Modular Switch with indicator & multi pin shuttered(L) | 1 | 0 | Nos | Labour _ 16A Modular Switch with indicator & multi pin shuttered(L) _9887
No category |  |  | 16A Modular Switch with indicator & multi pin shuttered(L+M) | 1 | 0 | Nos | Labour _ 16A Modular Switch with indicator & multi pin shuttered(L+M) _9094
No category |  |  | 16A Modular Switch with indicator & multi pin shuttered(M) | 1 | 0 | Nos | Labour _ 16A Modular Switch with indicator & multi pin shuttered(M) _10233
No category |  |  | 16A, 30mA DP RCBO | 1 | 0 | Nos | Labour _ 16A, 30mA DP RCBO _9121
No category |  |  | 16A, 30mA DP RCBO(L) | 1 | 0 | Nos | Labour _ 16A, 30mA DP RCBO(L) _9905
No category |  |  | 16A, 30mA DP RCBO(M) | 1 | 0 | Nos | Labour _ 16A, 30mA DP RCBO(M) _10251
No category |  |  | 16mm dia - 200mm depth | 1.18 | 0 | Nos | Labour _ 16mm dia - 200mm depth _1077549
No category |  |  | 16th Floor -Gypsum Plaster 12mm thick to walls | 1.18 | 0 | SQM. | Labour _ 16th Floor -Gypsum Plaster 12mm thick to walls _1071653
No category |  |  | 16th Floor -Gypsum Plaster 12mm thick to walls above 3.65m | 1.18 | 0 | SQM. | Labour _ 16th Floor -Gypsum Plaster 12mm thick to walls above 3.65m _1071704
No category |  |  | 16th Floor -Gypsum Plaster 12mm thick to walls below 3.65m | 1.18 | 0 | SQM. | Labour _ 16th Floor -Gypsum Plaster 12mm thick to walls below 3.65m _1071755
No category |  |  | 16th Floor -Gypsum Punning 6mm thick to Ceiling | 1.18 | 0 | SQM. | Labour _ 16th Floor -Gypsum Punning 6mm thick to Ceiling _1071602
No category |  |  | 16WAY SPN ELDB-L | 1.18 | 0 | Nos | Labour _ 16WAY SPN ELDB-L _1077404
No category |  |  | 16WAY SPN ELDB-M | 1.18 | 0 | Nos | Labour _ 16WAY SPN ELDB-M _1077402
No category |  |  | 17 - U Rack - L | 1.18 | 0 | Nos | Labour _ 17 - U Rack - L _1076397
No category |  |  | 17 - U Rack - M | 1.18 | 0 | Nos | Labour _ 17 - U Rack - M _1076396
No category |  |  | 17. DSS Point wiring | 0 | 0 | Nos | Labour _ 17. DSS Point wiring _1070056
No category |  |  | 17. Ph-1 SITC 50mm dia. UPVC Pipe | 1 | 0 | Rmt. | Labour _ 17. Ph-1 SITC 50mm dia. UPVC Pipe _1065839
No category |  |  | 17.1 Fixing RCC NP-2 200mm Pipe | 70.8 | 0 | Rmt. | Labour _ 17.1 Fixing RCC NP-2 200mm Pipe _1067929
No category |  |  | 17000 cfm / 8 mm WG static and 34000 cfm /32 mm WG static L | 1.18 | 0 | Nos | Labour _ 17000 cfm / 8 mm WG static and 34000 cfm /32 mm WG static L _1077637
No category |  |  | 17000 cfm / 8 mm WG static and 34000 cfm /32 mm WG static M | 1.18 | 0 | Nos | Labour _ 17000 cfm / 8 mm WG static and 34000 cfm /32 mm WG static M _1077638
No category |  |  | 175 MM CORE CUT IN INCH (Concrete Screed) | 0 | 0 | INCH | Labour _ 175 MM CORE CUT IN INCH (Concrete Screed) _1081630
No category |  |  | 175 MM CORE CUT UPTO 9" DEPTH 230 mm | 1.18 | 0 | Nos | Labour _ 175 MM CORE CUT UPTO 9" DEPTH 230 mm _1079473
No category |  |  | 175 MM CORE CUT UPTO 9" DEPTH 230 M | 1.18 | 0 | Rmt. | Labour _ 175 MM CORE CUT UPTO 9" DEPTH 230 M _1079476
No category |  |  | 17500 cfm / 8 mm WG static and 34000 cfm /32 mm WG static L | 1.18 | 0 | Nos | Labour _ 17500 cfm / 8 mm WG static and 34000 cfm /32 mm WG static L _1077639
No category |  |  | 17500 cfm / 8 mm WG static and 34000 cfm /32 mm WG static M | 1.18 | 0 | Nos | Labour _ 17500 cfm / 8 mm WG static and 34000 cfm /32 mm WG static M _1077640
No category |  |  | 17th Floor -Gypsum Plaster 12mm thick to walls | 1.18 | 0 | SQM. | Labour _ 17th Floor -Gypsum Plaster 12mm thick to walls _1071654
No category |  |  | 17th Floor -Gypsum Plaster 12mm thick to walls above 3.65m | 1.18 | 0 | SQM. | Labour _ 17th Floor -Gypsum Plaster 12mm thick to walls above 3.65m _1071705
No category |  |  | 17th Floor -Gypsum Plaster 12mm thick to walls below 3.65m | 1.18 | 0 | SQM. | Labour _ 17th Floor -Gypsum Plaster 12mm thick to walls below 3.65m _1071756
No category |  |  | 17th Floor -Gypsum Punning 6mm thick to Ceiling | 1.18 | 0 | SQM. | Labour _ 17th Floor -Gypsum Punning 6mm thick to Ceiling _1071603
No category |  |  | 18 G - 1.2 mm minimum thickness | 1.18 | 0 | Sq.Mtr | Labour _ 18 G - 1.2 mm minimum thickness _1076836
No category |  |  | 18 G - 1.2 mm minimum thickness G. S. S. Ducting L | 1.18 | 0 | SQMT | Labour _ 18 G - 1.2 mm minimum thickness G. S. S. Ducting L _1077728
No category |  |  | 18 G - 1.2 mm minimum thickness G. S. S. Ducting M | 1.18 | 0 | SQMT | Labour _ 18 G - 1.2 mm minimum thickness G. S. S. Ducting M _1077729
No category |  |  | 18 HP ODU refrigerant liquid with insulation of material M | 0 | 0 | Rmt. | Labour _ 18 HP ODU refrigerant liquid with insulation of material M _1066239
No category |  |  | 18 HP ODU refrigerant liquid with insulation of materialL | 0 | 0 | Rmt. | Labour _ 18 HP ODU refrigerant liquid with insulation of materialL _1066389
No category |  |  | 18 HP ODU refrigerant suction with insulation of material L | 0 | 0 | Rmt. | Labour _ 18 HP ODU refrigerant suction with insulation of material L _1066379
No category |  |  | 18 HP ODU refrigerant suction with insulation of material M | 0 | 0 | Rmt. | Labour _ 18 HP ODU refrigerant suction with insulation of material M _1066229
No category |  |  | 18 W CFL Bulkhead fixture L | 0 | 0 | Nos | Labour _ 18 W CFL Bulkhead fixture L _1067653
No category |  |  | 18 W CFL Bulkhead fixture M | 0 | 0 | Nos | Labour _ 18 W CFL Bulkhead fixture M _1067652
No category |  |  | 18 W LED Bulkhead fixture M | 0 | 0 | Nos | Labour _ 18 W LED Bulkhead fixture M _11282
No category |  |  | 18 W LED Bulkhead fixture L | 0 | 0 | Nos | Labour _ 18 W LED Bulkhead fixture L _11611
No category |  |  | 18 W LED Down Lighter Surfcae Mounted Fitting L | 1.18 | 0 | Nos | Labour _ 18 W LED Down Lighter Surfcae Mounted Fitting L _1077485
No category |  |  | 18 W LED Down Lighter Surfcae Mounted Fitting M | 1.18 | 0 | Nos | Labour _ 18 W LED Down Lighter Surfcae Mounted Fitting M _1077484
No category |  |  | 18 W LED REC. Mounted Fitting L | 1.18 | 0 | Nos | Labour _ 18 W LED REC. Mounted Fitting L _1075425
No category |  |  | 18 W LED REC. Mounted Fitting M | 1.18 | 0 | Nos | Labour _ 18 W LED REC. Mounted Fitting M _1075424
No category |  |  | 18. DSS Primary Point | 0 | 0 | Nos | Labour _ 18. DSS Primary Point _1070057
No category |  |  | 18. Ph-2 SITC 15mm dia. UPVC Pipe | 1 | 0 | Rmt. | Labour _ 18. Ph-2 SITC 15mm dia. UPVC Pipe _1065840
No category |  |  | 18.1 Fixing RCC NP-3 200mm Pipe | 70.8 | 0 | Rmt. | Labour _ 18.1 Fixing RCC NP-3 200mm Pipe _1067930
No category |  |  | 185 sq.mm. 3.5 core LT cable (L) | 1.18 | 0 | Rmt. | Labour _ 185 sq.mm. 3.5 core LT cable (L) _1077035
No category |  |  | 185 sq.mm. 3.5 core LT cable (M) | 1.18 | 0 | Rmt. | Labour _ 185 sq.mm. 3.5 core LT cable (M) _1077036
No category |  |  | 185 SQMM 3.5 C AL AL ARM. XLPE CABLE | 1 | 0 | Rmt. | Labour _ 185 SQMM 3.5 C AL AL ARM. XLPE CABLE _1065662
No category |  |  | 185 SQMM 3.5 C AL AL ARM. XLPE CABLE END TERMINATION | 1 | 0 | Nos | Labour _ 185 SQMM 3.5 C AL AL ARM. XLPE CABLE END TERMINATION _1065678
No category |  |  | 1850 X 900mm Aluminium Side Entry Manhole L | 0 | 0 | Nos | Labour _ 1850 X 900mm Aluminium Side Entry Manhole L _1069548
No category |  |  | 1850 X 900mm Aluminium Side Entry Manhole M | 0 | 0 | Nos | Labour _ 1850 X 900mm Aluminium Side Entry Manhole M _1068768
No category |  |  | 18th Floor -Gypsum Plaster 12mm thick to walls | 1.18 | 0 | SQM. | Labour _ 18th Floor -Gypsum Plaster 12mm thick to walls _1071655
No category |  |  | 18th Floor -Gypsum Plaster 12mm thick to walls above 3.65m | 1.18 | 0 | SQM. | Labour _ 18th Floor -Gypsum Plaster 12mm thick to walls above 3.65m _1071706
No category |  |  | 18th Floor -Gypsum Plaster 12mm thick to walls below 3.65m | 1.18 | 0 | SQM. | Labour _ 18th Floor -Gypsum Plaster 12mm thick to walls below 3.65m _1071757
No category |  |  | 18th Floor -Gypsum Punning 6mm thick to Ceiling | 1.18 | 0 | SQM. | Labour _ 18th Floor -Gypsum Punning 6mm thick to Ceiling _1071604
No category |  |  | 18W LED Down Lighter | 1.18 | 0 | Nos | Labour _ 18W LED Down Lighter _1070758
No category |  |  | 18W LED downlighter for typical lobby. M | 0 | 0 | Nos | Labour _ 18W LED downlighter for typical lobby. M _10954
No category |  |  | 18W LED downlighter for typical lobby. L | 0 | 0 | Nos | Labour _ 18W LED downlighter for typical lobby. L _11556
No category |  |  | 18W LED wall mounted L+M | 1.18 | 0 | Nos | Labour _ 18W LED wall mounted L+M _9437
No category |  |  | 18W LED wall mounted (L) | 1.18 | 0 | Nos | Labour _ 18W LED wall mounted (L) _9970
No category |  |  | 18W LED wall mounted (M) | 1.18 | 0 | Nos | Labour _ 18W LED wall mounted (M) _10316
No category |  |  | 18W LED wall mounted IP65 bulkhead L+M | 1.18 | 0 | Nos | Labour _ 18W LED wall mounted IP65 bulkhead L+M _9438
No category |  |  | 18W LED wall mounted IP65 bulkhead (L) | 1.18 | 0 | Nos | Labour _ 18W LED wall mounted IP65 bulkhead (L) _9971
No category |  |  | 18W LED wall mounted IP65 bulkhead (M) | 1.18 | 0 | Nos | Labour _ 18W LED wall mounted IP65 bulkhead (M) _10317
No category |  |  | 18W LED wall mounted IP65 bulkhead luminaire for terrace L | 0 | 0 | Nos | Labour _ 18W LED wall mounted IP65 bulkhead luminaire for terrace L _1067499
No category |  |  | 18W LED wall mounted IP65 bulkhead luminaire for terrace M | 0 | 0 | Nos | Labour _ 18W LED wall mounted IP65 bulkhead luminaire for terrace M _1067498
No category |  |  | 18W LED wall mounted IP65 luminaire for terrace area M | 0 | 0 | Nos | Labour _ 18W LED wall mounted IP65 luminaire for terrace area M _10956
No category |  |  | 18W LED wall mounted IP65 luminaire for terrace area L | 0 | 0 | Nos | Labour _ 18W LED wall mounted IP65 luminaire for terrace area L _11558
No category |  |  | 18W LED wall mounted luminaires L | 0 | 0 | Nos | Labour _ 18W LED wall mounted luminaires L _1067497
No category |  |  | 18W LED wall mounted luminaires M | 0 | 0 | Nos | Labour _ 18W LED wall mounted luminaires M _1067496
No category |  |  | 19 mm thick thermal insulation (L) | 1.18 | 0 | Sq.Mtr | Labour _ 19 mm thick thermal insulation (L) _1075968
No category |  |  | 19 mm thick thermal insulation (M) | 1.18 | 0 | Sq.Mtr | Labour _ 19 mm thick thermal insulation (M) _1075967
No category |  |  | 19 U Network Rack L | 1.18 | 0 | Nos | Labour _ 19 U Network Rack L _1079875
No category |  |  | 19 U Network Rack M | 1.18 | 0 | Nos | Labour _ 19 U Network Rack M _1079876
No category |  |  | 19" RACK MOUNTABLE 8 ZONES SWITCHER CONSOLE WITH 8 I/O M | 0 | 0 | Nos | Labour _ 19" RACK MOUNTABLE 8 ZONES SWITCHER CONSOLE WITH 8 I/O M _1066568
No category |  |  | 19" RACK MOUNTABLE 8 ZONES SWITCHER CONSOLE WITH 8 I/O L | 0 | 0 | Nos | Labour _ 19" RACK MOUNTABLE 8 ZONES SWITCHER CONSOLE WITH 8 I/O L _1066682
No category |  |  | 19" RACK MOUNTABLE MUSIC SOURCE WITHFM/DVD PLAYER M | 0 | 0 | Nos | Labour _ 19" RACK MOUNTABLE MUSIC SOURCE WITHFM/DVD PLAYER M _1066571
No category |  |  | 19" RACK MOUNTABLE MUSIC SOURCE WITHFM/DVD PLAYER L | 0 | 0 | Nos | Labour _ 19" RACK MOUNTABLE MUSIC SOURCE WITHFM/DVD PLAYER L _1066685
No category |  |  | 19" RACK MOUNTABLE NVR : SUPPORTS 128 CAMERAS M | 0 | 0 | Nos | Labour _ 19" RACK MOUNTABLE NVR : SUPPORTS 128 CAMERAS M _1066633
No category |  |  | 19" RACK MOUNTABLE NVR : SUPPORTS 128 CAMERAS L | 0 | 0 | Nos | Labour _ 19" RACK MOUNTABLE NVR : SUPPORTS 128 CAMERAS L _1066734
No category |  |  | 19" RACK MOUNTABLE NVR : SUPPORTS 256 CAMERAS M | 0 | 0 | Nos | Labour _ 19" RACK MOUNTABLE NVR : SUPPORTS 256 CAMERAS M _1066601
No category |  |  | 19" RACK MOUNTABLE NVR : SUPPORTS 256 CAMERAS L | 0 | 0 | Nos | Labour _ 19" RACK MOUNTABLE NVR : SUPPORTS 256 CAMERAS L _1066712
No category |  |  | 19" RACK MOUNTABLE NVR : SUPPORTS 64 CAMERAS M | 0 | 0 | Nos | Labour _ 19" RACK MOUNTABLE NVR : SUPPORTS 64 CAMERAS M _1066602
No category |  |  | 19" RACK MOUNTABLE NVR : SUPPORTS 64 CAMERAS L | 0 | 0 | Nos | Labour _ 19" RACK MOUNTABLE NVR : SUPPORTS 64 CAMERAS L _1066713
No category |  |  | 19" RACK MOUNTED AMPLIFIER 120W M | 0 | 0 | Nos | Labour _ 19" RACK MOUNTED AMPLIFIER 120W M _1066631
No category |  |  | 19" RACK MOUNTED AMPLIFIER 120W L | 0 | 0 | Nos | Labour _ 19" RACK MOUNTED AMPLIFIER 120W L _1066732
No category |  |  | 19" RACK MOUNTED AMPLIFIER 240W M | 0 | 0 | Nos | Labour _ 19" RACK MOUNTED AMPLIFIER 240W M _1066566
No category |  |  | 19" RACK MOUNTED AMPLIFIER 240W L | 0 | 0 | Nos | Labour _ 19" RACK MOUNTED AMPLIFIER 240W L _1066680
No category |  |  | 19" RACK MOUNTED AMPLIFIER 480W M | 0 | 0 | Nos | Labour _ 19" RACK MOUNTED AMPLIFIER 480W M _1066567
No category |  |  | 19" RACK MOUNTED AMPLIFIER 480W L | 0 | 0 | Nos | Labour _ 19" RACK MOUNTED AMPLIFIER 480W L _1066681
No category |  |  | 19-inch Rack (L) | 1.18 | 0 | Nos | Labour _ 19-inch Rack (L) _1073691
No category |  |  | 19-inch Rack (M) | 1.18 | 0 | Nos | Labour _ 19-inch Rack (M) _1073690
No category |  |  | 19. DSS Secondary Point | 0 | 0 | Nos | Labour _ 19. DSS Secondary Point _1070058
No category |  |  | 19. Ph-2 SITC 20mm dia. UPVC Pipe | 1 | 0 | Rmt. | Labour _ 19. Ph-2 SITC 20mm dia. UPVC Pipe _1065841
No category |  |  | 19.1 Fixing RCC NP-3 300mm Pipe | 118 | 0 | Rmt. | Labour _ 19.1 Fixing RCC NP-3 300mm Pipe _1067931
No category |  |  | 19.1 mm diameter refrigerant suction piping (L) | 1.18 | 0 | Mtr. | Labour _ 19.1 mm diameter refrigerant suction piping (L) _1071828
No category |  |  | 19.1 mm diameter refrigerant suction piping (M) | 1.18 | 0 | Mtr. | Labour _ 19.1 mm diameter refrigerant suction piping (M) _1071827
No category |  |  | 190 KLD STP - LAB | 1.18 | 0 | Nos | Labour _ 190 KLD STP - LAB _1076888
No category |  |  | 190 KLD STP - MAT | 1.18 | 0 | Nos | Labour _ 190 KLD STP - MAT _1076887
No category |  |  | 195 KLD STP - L | 1.18 | 0 | Nos | Labour _ 195 KLD STP - L _1076227
No category |  |  | 195 KLD STP - M | 1.18 | 0 | Nos | Labour _ 195 KLD STP - M _1076226
No category |  |  | 1975 X 900mm Aluminium Side Entry Manhole L | 1.18 | 0 | Nos | Labour _ 1975 X 900mm Aluminium Side Entry Manhole L _1079518
No category |  |  | 1975 X 900mm Aluminium Side Entry Manhole M | 1.18 | 0 | Nos | Labour _ 1975 X 900mm Aluminium Side Entry Manhole M _1079519
No category |  |  | 19mm thk Kitchen platform 600mm wide incl kadappa | 1.18 | 0 | Sqm | Labour _ 19mm thk Kitchen platform 600mm wide incl kadappa _1073803
No category |  |  | 19th Floor -Gypsum Plaster 12mm thick to walls | 1.18 | 0 | SQM. | Labour _ 19th Floor -Gypsum Plaster 12mm thick to walls _1071656
No category |  |  | 19th Floor -Gypsum Plaster 12mm thick to walls above 3.65m | 1.18 | 0 | SQM. | Labour _ 19th Floor -Gypsum Plaster 12mm thick to walls above 3.65m _1071707
No category |  |  | 19th Floor -Gypsum Plaster 12mm thick to walls below 3.65m | 1.18 | 0 | SQM. | Labour _ 19th Floor -Gypsum Plaster 12mm thick to walls below 3.65m _1071758
No category |  |  | 19th Floor -Gypsum Punning 6mm thick to Ceiling | 1.18 | 0 | SQM. | Labour _ 19th Floor -Gypsum Punning 6mm thick to Ceiling _1071605
No category |  |  | 1C x 16 Sq mm Cu flexible cable (L) | 1 | 0 | Rmt. | Labour _ 1C x 16 Sq mm Cu flexible cable (L) _9941
No category |  |  | 1C x 16 Sq mm Cu flexible cable (L+M) | 1 | 0 | Rmt. | Labour _ 1C x 16 Sq mm Cu flexible cable (L+M) _9200
No category |  |  | 1C x 16 Sq mm Cu flexible cable (M) | 1 | 0 | Rmt. | Labour _ 1C x 16 Sq mm Cu flexible cable (M) _10287
No category |  |  | 1C x 6 Sq.mm. Flexible copper cable (Green) (L+M) | 1 | 0 | Rmt. | Labour _ 1C x 6 Sq.mm. Flexible copper cable (Green) (L+M) _9196
No category |  |  | 1C x 6 Sq.mm. Flexible copper cable (Green)(L) | 1 | 0 | Rmt. | Labour _ 1C x 6 Sq.mm. Flexible copper cable (Green)(L) _9937
No category |  |  | 1C x 6 Sq.mm. Flexible copper cable (Green)(M) | 1 | 0 | Rmt. | Labour _ 1C x 6 Sq.mm. Flexible copper cable (Green)(M) _10283
No category |  |  | 1C X 6 Sqmm Flexible FRLS Cable | 0 | 0 | Rmt. | Labour _ 1C X 6 Sqmm Flexible FRLS Cable _1067751
No category |  |  | 1C X 6 Sqmm Flexible FRLS Cable End Termination | 0 | 0 | Nos | Labour _ 1C X 6 Sqmm Flexible FRLS Cable End Termination _1067763
No category |  |  | 1Cx10 Sq.mm. YY FRLS Cable - L | 1.18 | 0 | Mtr. | Labour _ 1Cx10 Sq.mm. YY FRLS Cable - L _1076153
No category |  |  | 1Cx10 Sq.mm. YY FRLS Cable - M | 1.18 | 0 | Mtr. | Labour _ 1Cx10 Sq.mm. YY FRLS Cable - M _1076152
No category |  |  | 1Cx10 Sq.mm. YY FRLS Cable termination - L | 1.18 | 0 | Nos | Labour _ 1Cx10 Sq.mm. YY FRLS Cable termination - L _1076155
No category |  |  | 1Cx10 Sq.mm. YY FRLS Cable termination - M | 1.18 | 0 | Nos | Labour _ 1Cx10 Sq.mm. YY FRLS Cable termination - M _1076154
No category |  |  | 1cX16sqmm FRLS Cu Cable Termination | 0 | 0 | Nos | Labour _ 1cX16sqmm FRLS Cu Cable Termination _1066431
No category |  |  | 1cX16sqmm FRLS Cu Flexible Cable | 0 | 0 | Rmt. | Labour _ 1cX16sqmm FRLS Cu Flexible Cable _1066430
No category |  |  | 1Cx25 SQ MM flexible FRLS cable M | 0 | 0 | Rmt. | Labour _ 1Cx25 SQ MM flexible FRLS cable M _10876
No category |  |  | 1Cx25 SQ MM flexible FRLS cable L | 0 | 0 | Rmt. | Labour _ 1Cx25 SQ MM flexible FRLS cable L _11491
No category |  |  | 1Cx25 SQ MM flexible FRLS cable Termination M | 0 | 0 | Nos | Labour _ 1Cx25 SQ MM flexible FRLS cable Termination M _10896
No category |  |  | 1Cx25 SQ MM flexible FRLS cable Termination L | 0 | 0 | Nos | Labour _ 1Cx25 SQ MM flexible FRLS cable Termination L _11510
No category |  |  | 1Cx25 SQ MM flexible FRLS cable Termination L | 0 | 0 | Nos | Labour _ 1Cx25 SQ MM flexible FRLS cable Termination L _11633
No category |  |  | 1Cx25 SQ MM flexible FRLS cable Termination L | 0 | 0 | Nos | Labour _ 1Cx25 SQ MM flexible FRLS cable Termination L _11304
No category |  |  | 1Cx4 Sq.mm. YY FRLS Cable L | 1.18 | 0 | Rmt. | Labour _ 1Cx4 Sq.mm. YY FRLS Cable L _1076943
No category |  |  | 1Cx4 Sq.mm. YY FRLS Cable M | 1.18 | 0 | Rmt. | Labour _ 1Cx4 Sq.mm. YY FRLS Cable M _1076944
No category |  |  | 1Cx4 Sq.mm. YY FRLS Cable Termination (L) | 1.18 | 0 | Nos | Labour _ 1Cx4 Sq.mm. YY FRLS Cable Termination (L) _1075721
No category |  |  | 1Cx4 Sq.mm. YY FRLS Cable Termination (M) | 1.18 | 0 | Nos | Labour _ 1Cx4 Sq.mm. YY FRLS Cable Termination (M) _1075720
No category |  |  | 1Cx4 Sqmm Flexible Cu cable (Green) without Conduit (L+M) | 1 | 0 | Rmt. | Labour _ 1Cx4 Sqmm Flexible Cu cable (Green) without Conduit (L+M) _9132
No category |  |  | 1Cx4 Sqmm Flexible Cu cable (Green)without Conduit (L) | 1 | 0 | Rmt. | Labour _ 1Cx4 Sqmm Flexible Cu cable (Green)without Conduit (L) _9914
No category |  |  | 1Cx4 Sqmm Flexible Cu cable (Green)without Conduit (M) | 1 | 0 | Rmt. | Labour _ 1Cx4 Sqmm Flexible Cu cable (Green)without Conduit (M) _10260
No category |  |  | 1cx4sqmm Flexible Earthing wire | 0 | 0 | Rmt. | Labour _ 1cx4sqmm Flexible Earthing wire _1066434
No category |  |  | 1Cx6 SQ MM flexible FRLS cable (L) | 1.18 | 0 | Mtr. | Labour _ 1Cx6 SQ MM flexible FRLS cable (L) _1072173
No category |  |  | 1Cx6 SQ MM flexible FRLS cable (M) | 1.18 | 0 | Mtr. | Labour _ 1Cx6 SQ MM flexible FRLS cable (M) _1072172
No category |  |  | 1Cx6 SQ MM flexible FRLS cable Termination (L) | 1.18 | 0 | Nos | Labour _ 1Cx6 SQ MM flexible FRLS cable Termination (L) _1072177
No category |  |  | 1Cx6 SQ MM flexible FRLS cable Termination (M) | 1.18 | 0 | Nos | Labour _ 1Cx6 SQ MM flexible FRLS cable Termination (M) _1072176
No category |  |  | 1G SFP MM TRANCEIVER MODULE M | 0 | 0 | Nos | Labour _ 1G SFP MM TRANCEIVER MODULE M _1066625
No category |  |  | 1G SFP MM TRANCEIVER MODULE L | 0 | 0 | Nos | Labour _ 1G SFP MM TRANCEIVER MODULE L _1066727
No category |  |  | 1M Concealed modular box (ABB Make) (L+M) | 1.18 | 0 | Nos | Labour _ 1M Concealed modular box (ABB Make) (L+M) _9143
No category |  |  | 1M Concealed modular box (Legrand Make) (L+M) | 1.18 | 0 | Nos | Labour _ 1M Concealed modular box (Legrand Make) (L+M) _9142
No category |  |  | 1m/ 2 m Lan patch chord - L | 1.18 | 0 | Nos | Labour _ 1m/ 2 m Lan patch chord - L _1076521
No category |  |  | 1m/ 2 m Lan patch chord - M | 1.18 | 0 | Nos | Labour _ 1m/ 2 m Lan patch chord - M _1076520
No category |  |  | 1st & 2nd Floor- Changeover Panel-2 | 1 | 0 | Nos | Labour _ 1st & 2nd Floor- Changeover Panel-2 _1065650
No category |  |  | 1st & 1st Mezz.Floor LDB L | 0 | 0 | Nos | Labour _ 1st & 1st Mezz.Floor LDB L _1066422
No category |  |  | 1st & 1st Mezz.Floor LDB M | 0 | 0 | Nos | Labour _ 1st & 1st Mezz.Floor LDB M _10831
No category |  |  | 1st & 1stLezz.Floor LDB L | 0 | 0 | Nos | Labour _ 1st & 1stLezz.Floor LDB L _11450
No category |  |  | 1st & 2nd Floor Meter Panel - MP2 | 1 | 0 | Nos | Labour _ 1st & 2nd Floor Meter Panel - MP2 _1065643
No category |  |  | 1st Floor -Gypsum Plaster 12mm thick to walls | 1.18 | 0 | SQM. | Labour _ 1st Floor -Gypsum Plaster 12mm thick to walls _1071638
No category |  |  | 1st Floor -Gypsum Plaster 12mm thick to walls above 3.65m | 1.18 | 0 | SQM. | Labour _ 1st Floor -Gypsum Plaster 12mm thick to walls above 3.65m _1071689
No category |  |  | 1st Floor -Gypsum Plaster 12mm thick to walls below 3.65m | 1.18 | 0 | SQM. | Labour _ 1st Floor -Gypsum Plaster 12mm thick to walls below 3.65m _1071740
No category |  |  | 1st Floor -Gypsum Punning 6mm thick to Ceiling | 1.18 | 0 | SQM. | Labour _ 1st Floor -Gypsum Punning 6mm thick to Ceiling _1071587
No category |  |  | 1st Half Yearly 6 Monthly report submission | 0 | 0 | Ls | Labour _ 1st Half Yearly 6 Monthly report submission _1074829
No category |  |  | 1x1/2 GI TEE - L | 1.18 | 0 | Nos | Labour _ 1x1/2 GI TEE - L _1071548
No category |  |  | 1x1/2 GI TEE - M | 1.18 | 0 | Nos | Labour _ 1x1/2 GI TEE - M _1071547
No category |  |  | 1x13M spn DB 1 No. 25A DP RCCB & 1 Nos.time L | 1.18 | 0 | Nos | Labour _ 1x13M spn DB 1 No. 25A DP RCCB & 1 Nos.time L _11607
No category |  |  | 1x13M spn DB 1 No. 25A DP RCCB & 1 Nos.time L | 1.18 | 0 | Nos | Labour _ 1x13M spn DB 1 No. 25A DP RCCB & 1 Nos.time L _11276
No category |  |  | 1x13M spn DB 1 No. 25A DP RCCB & 1 Nos.time M | 1.18 | 0 | Nos | Labour _ 1x13M spn DB 1 No. 25A DP RCCB & 1 Nos.time M _11275
No category |  |  | 1x13M spn DB 1 No. 25A DP RCCB & 1 Nos.timeL | 1.18 | 0 | Nos | Labour _ 1x13M spn DB 1 No. 25A DP RCCB & 1 Nos.timeL _11606
No category |  |  | 2 C X 1.5 Sq.mm Cu Flexible Cable (L) | 1.18 | 0 | Mtr. | Labour _ 2 C X 1.5 Sq.mm Cu Flexible Cable (L) _1071937
No category |  |  | 2 C X 1.5 Sq.mm Cu Flexible Cable (M) | 1.18 | 0 | Mtr. | Labour _ 2 C X 1.5 Sq.mm Cu Flexible Cable (M) _1071936
No category |  |  | 2 C X 2.5 Sq.mm Cu Flexible Cable (L) | 1.18 | 0 | Mtr. | Labour _ 2 C X 2.5 Sq.mm Cu Flexible Cable (L) _1071931
No category |  |  | 2 C X 2.5 Sq.mm Cu Flexible Cable (M) | 1.18 | 0 | Mtr. | Labour _ 2 C X 2.5 Sq.mm Cu Flexible Cable (M) _1071930
No category |  |  | 2 Coat Acrylic Distemper | 1.18 | 0 | Sqm | Labour _ 2 Coat Acrylic Distemper _1072918
No category |  |  | 2 coat putty + 1 coat primer (Ceiling) | 1.18 | 0 | Sq.mtr. | Labour _ 2 coat putty + 1 coat primer (Ceiling) _1070499
No category |  |  | 2 coat putty + 1 coat primer (Wall) | 1.18 | 0 | Sq.mtr. | Labour _ 2 coat putty + 1 coat primer (Wall) _1070498
No category |  |  | 2 Coats of acrylic distemper DSS1 | 0 | 0 | SQM | Labour _ 2 Coats of acrylic distemper DSS1 _1070093
No category |  |  | 2 Coats of acrylic distemper DSS3 | 0 | 0 | SQM | Labour _ 2 Coats of acrylic distemper DSS3 _1070131
No category |  |  | 2 coats of flat oil paint | 0 | 0 | Sqm | Labour _ 2 coats of flat oil paint _1070426
No category |  |  | 2 coats of polyurethane / hybrid polyurea based elastomeric | 1.18 | 0 | SQMT | Labour _ 2 coats of polyurethane / hybrid polyurea based elastomeric _1078423
No category |  |  | 2 coats of textured synthetic paint | 0 | 0 | Sqm | Labour _ 2 coats of textured synthetic paint _1070416
No category |  |  | 2 Coats of waterproof paint DSS1 | 0 | 0 | SQM | Labour _ 2 Coats of waterproof paint DSS1 _1070094
No category |  |  | 2 Coats of waterproof paint DSS3 | 0 | 0 | SQM | Labour _ 2 Coats of waterproof paint DSS3 _1070132
No category |  |  | 2 coats waterproofing for water tank | 0 | 0 | Sqm | Labour _ 2 coats waterproofing for water tank _1070300
No category |  |  | 2 core 0.5 mm flexible power cable - L | 1.18 | 0 | Mtr. | Labour _ 2 core 0.5 mm flexible power cable - L _1076505
No category |  |  | 2 core 0.5 mm flexible power cable - M | 1.18 | 0 | Mtr. | Labour _ 2 core 0.5 mm flexible power cable - M _1076504
No category |  |  | 2 core x 1.5 sq mm shielded Copper communication cable M | 0 | 0 | Rmt. | Labour _ 2 core x 1.5 sq mm shielded Copper communication cable M _1066247
No category |  |  | 2 core x 1.5 sq mm shielded Copper communication cable L | 0 | 0 | Rmt. | Labour _ 2 core x 1.5 sq mm shielded Copper communication cable L _1066396
No category |  |  | 2 Core x 1.5 Sq.mm Cable | 0 | 0 | Rmt. | Labour _ 2 Core x 1.5 Sq.mm Cable _1069422
No category |  |  | 2 Core x 1.5 Sq.mm, Copper, Arm cable - L | 1.18 | 0 | Mtr. | Labour _ 2 Core x 1.5 Sq.mm, Copper, Arm cable - L _1076378
No category |  |  | 2 Core x 1.5 Sq.mm, Copper, Arm cable - M | 1.18 | 0 | Mtr. | Labour _ 2 Core x 1.5 Sq.mm, Copper, Arm cable - M _1076377
No category |  |  | 2 Core x 1.5 Sqmm flexible Communication cable for VRF L | 1.18 | 0 | Rmt. | Labour _ 2 Core x 1.5 Sqmm flexible Communication cable for VRF L _1080027
No category |  |  | 2 Core x 1.5 Sqmm flexible Communication cable for VRF M | 1.18 | 0 | Rmt. | Labour _ 2 Core x 1.5 Sqmm flexible Communication cable for VRF M _1080028
No category |  |  | 2 Hp 1 Ph Borewell Sub. Pump - L | 1.18 | 0 | Nos | Labour _ 2 Hp 1 Ph Borewell Sub. Pump - L _1075341
No category |  |  | 2 Hp 1 Ph Borewell Sub. Pump - M | 1.18 | 0 | Nos | Labour _ 2 Hp 1 Ph Borewell Sub. Pump - M _1075340
No category |  |  | 2 incoming & 1 outgoing 22KV HT compact RMU panel (L) | 1.18 | 0 | Nos | Labour _ 2 incoming & 1 outgoing 22KV HT compact RMU panel (L) _1074133
No category |  |  | 2 incoming & 1 outgoing 22KV HT compact RMU panel (M) | 1.18 | 0 | Nos | Labour _ 2 incoming & 1 outgoing 22KV HT compact RMU panel (M) _1074132
No category |  |  | 2 incoming & 2 outgoing 11KV HT compact RMU panel L | 0 | 0 | Nos | Labour _ 2 incoming & 2 outgoing 11KV HT compact RMU panel L _11708
No category |  |  | 2 incoming & 2 outgoing 11KV HT compact RMU panel M | 0 | 0 | Nos | Labour _ 2 incoming & 2 outgoing 11KV HT compact RMU panel M _11707
No category |  |  | 2 incoming & 2 outgoing 22 KV HT compact RMU panel L | 1.18 | 0 | Nos | Labour _ 2 incoming & 2 outgoing 22 KV HT compact RMU panel L _11748
No category |  |  | 2 incoming & 2 outgoing 22 KV HT compact RMU panel M | 1.18 | 0 | Nos | Labour _ 2 incoming & 2 outgoing 22 KV HT compact RMU panel M _11747
No category |  |  | 2 incoming & 3 outgoing 11KV HT compact RMU panel L | 0 | 0 | Nos | Labour _ 2 incoming & 3 outgoing 11KV HT compact RMU panel L _11706
No category |  |  | 2 incoming & 3 outgoing 11KV HT compact RMU panel M | 0 | 0 | Nos | Labour _ 2 incoming & 3 outgoing 11KV HT compact RMU panel M _11705
No category |  |  | 2 incoming & 3 outgoing 22KV HT compact RMU panel (L) | 1.18 | 0 | Nos | Labour _ 2 incoming & 3 outgoing 22KV HT compact RMU panel (L) _1074131
No category |  |  | 2 incoming & 3 outgoing 22KV HT compact RMU panel (M) | 1.18 | 0 | Nos | Labour _ 2 incoming & 3 outgoing 22KV HT compact RMU panel (M) _1074130
No category |  |  | 2 KVA Online UPS - L | 1.18 | 0 | Nos | Labour _ 2 KVA Online UPS - L _1075044
No category |  |  | 2 KVA Online UPS - M | 1.18 | 0 | Nos | Labour _ 2 KVA Online UPS - M _1075043
No category |  |  | 2 lengths of 15 M long, 63mm dia RRL hose Pipe - L | 1.18 | 0 | Nos | Labour _ 2 lengths of 15 M long, 63mm dia RRL hose Pipe - L _1074073
No category |  |  | 2 lengths of 15 M long, 63mm dia RRL hose Pipe - M | 1.18 | 0 | Nos | Labour _ 2 lengths of 15 M long, 63mm dia RRL hose Pipe - M _1074072
No category |  |  | 2 Light controlled by one switch | 1.18 | 0 | Nos | Labour _ 2 Light controlled by one switch _1070730
No category |  |  | 2 Light controlled by one switch. (2 light +1 switch L | 1.18 | 0 | Nos | Labour _ 2 Light controlled by one switch. (2 light +1 switch L _1079991
No category |  |  | 2 Light controlled by one switch. (2 light +1 switch M | 1.18 | 0 | Nos | Labour _ 2 Light controlled by one switch. (2 light +1 switch M _1079992
No category |  |  | 2 light points controlled with 6A SP Switch (L) | 1.18 | 0 | Nos | Labour _ 2 light points controlled with 6A SP Switch (L) _1073537
No category |  |  | 2 light points controlled with 6A SP Switch (M) | 1.18 | 0 | Nos | Labour _ 2 light points controlled with 6A SP Switch (M) _1073536
No category |  |  | 2 LOOP ANALOGUE ADDRESSABLE FIRE ALARM CONTROL PANEL M | 0 | 0 | Nos | Labour _ 2 LOOP ANALOGUE ADDRESSABLE FIRE ALARM CONTROL PANEL M _1069767
No category |  |  | 2 LOOP ANALOGUE ADDRESSABLE FIRE ALARM CONTROL PANEL L | 0 | 0 | Nos | Labour _ 2 LOOP ANALOGUE ADDRESSABLE FIRE ALARM CONTROL PANEL L _1069771
No category |  |  | 2 M Concealed Metal Board for VDP | 1 | 0 | Nos | Labour _ 2 M Concealed Metal Board for VDP _9092
No category |  |  | 2 M Concealed Metal Board for VDP(L) | 1 | 0 | Nos | Labour _ 2 M Concealed Metal Board for VDP(L) _9885
No category |  |  | 2 M Concealed Metal Board for VDP(M) | 1 | 0 | Nos | Labour _ 2 M Concealed Metal Board for VDP(M) _10231
No category |  |  | 2 module metal back box for VDP concealed in wall L | 0 | 0 | Nos | Labour _ 2 module metal back box for VDP concealed in wall L _1067561
No category |  |  | 2 module metal back box for VDP concealed in wall M | 0 | 0 | Nos | Labour _ 2 module metal back box for VDP concealed in wall M _1067560
No category |  |  | 2 MP INDOOR C/CS MOUNT CAMERA WITH 2.8-10/12 MM L | 0 | 0 | Nos | Labour _ 2 MP INDOOR C/CS MOUNT CAMERA WITH 2.8-10/12 MM L _1069787
No category |  |  | 2 MP INDOOR C/CS MOUNT CAMERA WITH 2.8-10/12 MM M | 0 | 0 | Nos | Labour _ 2 MP INDOOR C/CS MOUNT CAMERA WITH 2.8-10/12 MM M _1069786
No category |  |  | 2 MP IP Dome Camera with built in IR illuminators | 1 | 0 | Nos | Labour _ 2 MP IP Dome Camera with built in IR illuminators _1065767
No category |  |  | 2 MP OUTOOR C/CS MOUNT CAMERA WITH 2.8-10/12 MM M | 0 | 0 | Nos | Labour _ 2 MP OUTOOR C/CS MOUNT CAMERA WITH 2.8-10/12 MM M _1069788
No category |  |  | 2 MP OUTOOR C/CS MOUNT CAMERA WITH 2.8-10/12 MM L | 0 | 0 | Nos | Labour _ 2 MP OUTOOR C/CS MOUNT CAMERA WITH 2.8-10/12 MM L _1069789
No category |  |  | 2 MVA Dist.Transformer with OLTC (Level II) L | 1.18 | 0 | Nos | Labour _ 2 MVA Dist.Transformer with OLTC (Level II) L _1074148
No category |  |  | 2 MVA Dist.Transformer with OLTC (Level II) M | 1.18 | 0 | Nos | Labour _ 2 MVA Dist.Transformer with OLTC (Level II) M _1074147
No category |  |  | 2 nos. 6/16A, 3 pin switch & socket with all accessories L | 0 | 0 | Nos | Labour _ 2 nos. 6/16A, 3 pin switch & socket with all accessories L _1067553
No category |  |  | 2 nos. 6/16A, 3 pin switch & socket with all accessories M | 0 | 0 | Nos | Labour _ 2 nos. 6/16A, 3 pin switch & socket with all accessories M _1067552
No category |  |  | 2 Nos. of 15m long each of 65mm dia Type A Hose pipe M | 0 | 0 | Nos | Labour _ 2 Nos. of 15m long each of 65mm dia Type A Hose pipe M _11784
No category |  |  | 2 Nos. of 15m long each of 65mm dia Type A Hose pipe L | 0 | 0 | Nos | Labour _ 2 Nos. of 15m long each of 65mm dia Type A Hose pipe L _183432
No category |  |  | 2 Nos. of 15m long each of 65mm dia Type A Hose pipe ( L+M) | 0 | 0 | Nos | Labour _ 2 Nos. of 15m long each of 65mm dia Type A Hose pipe ( L+M) _1067316
No category |  |  | 2 Pair Flexible Cable | 0 | 0 | Rmt. | Labour _ 2 Pair Flexible Cable _1067800
No category |  |  | 2 Pair flexible cable for telephone. L | 0 | 0 | Rmt. | Labour _ 2 Pair flexible cable for telephone. L _1067522
No category |  |  | 2 Pair flexible cable for telephone. M | 0 | 0 | Rmt. | Labour _ 2 Pair flexible cable for telephone. M _1067521
No category |  |  | 2 pair pvc telephone cable in existing conduit | 1 | 0 | Rmt. | Labour _ 2 pair pvc telephone cable in existing conduit _1065782
No category |  |  | 2 runs of 1.5 sq. mm, PVC armoured twisted copper cable RED | 0 | 0 | Rmt. | Labour _ 2 runs of 1.5 sq. mm, PVC armoured twisted copper cable RED _1069437
No category |  |  | 2 U Network Rack L | 1.18 | 0 | Nos | Labour _ 2 U Network Rack L _1077241
No category |  |  | 2 U Network Rack M | 1.18 | 0 | Nos | Labour _ 2 U Network Rack M _1077240
No category |  |  | 2 U Rack M | 0 | 0 | Nos | Labour _ 2 U Rack M _1069895
No category |  |  | 2 U Rack L | 0 | 0 | Nos | Labour _ 2 U Rack L _1069896
No category |  |  | 2 way Ceiling fan Point - L | 1.18 | 0 | Nos | Labour _ 2 way Ceiling fan Point - L _1075118
No category |  |  | 2 way Ceiling fan Point - M | 1.18 | 0 | Nos | Labour _ 2 way Ceiling fan Point - M _1075117
No category |  |  | 2 X 1 1/2 Chamber with PCC | 0 | 0 | FT | Labour _ 2 X 1 1/2 Chamber with PCC _1073795
No category |  |  | 2 X 1.5 + 1 X 1.0 sq mm FRLS Cu Wires With Conduit | 1 | 0 | Rmt. | Labour _ 2 X 1.5 + 1 X 1.0 sq mm FRLS Cu Wires With Conduit _9072
No category |  |  | 2 X 1.5 + 1 X 1.0 sq mm FRLS Cu Wires With Conduit(L) | 1 | 0 | Rmt. | Labour _ 2 X 1.5 + 1 X 1.0 sq mm FRLS Cu Wires With Conduit(L) _9877
No category |  |  | 2 X 1.5 + 1 X 1.0 sq mm FRLS Cu Wires With Conduit(M) | 1 | 0 | Rmt. | Labour _ 2 X 1.5 + 1 X 1.0 sq mm FRLS Cu Wires With Conduit(M) _10223
No category |  |  | 2 X 1.5 Sq.mm + 1 + 1 Sq.mm Wire - L | 1.18 | 0 | Mtr. | Labour _ 2 X 1.5 Sq.mm + 1 + 1 Sq.mm Wire - L _1074712
No category |  |  | 2 X 1.5 Sq.mm + 1 + 1 Sq.mm Wire - M | 1.18 | 0 | Mtr. | Labour _ 2 X 1.5 Sq.mm + 1 + 1 Sq.mm Wire - M _1074711
No category |  |  | 2 X 1.5 Sq.mm + 1 + 1.5 Sq.mm L | 1.18 | 0 | Mtr. | Labour _ 2 X 1.5 Sq.mm + 1 + 1.5 Sq.mm L _1079273
No category |  |  | 2 X 1.5 Sq.mm + 1 + 1.5 Sq.mm M | 1.18 | 0 | Mtr. | Labour _ 2 X 1.5 Sq.mm + 1 + 1.5 Sq.mm M _1079274
No category |  |  | 2 x 1.5 sq.mm + 1 x 1.5 sq.mm Cu. Flexible wire with MS cond | 1.18 | 0 | Mtr. | Labour _ 2 x 1.5 sq.mm + 1 x 1.5 sq.mm Cu. Flexible wire with MS cond _1070742
No category |  |  | 2 x 1.5 sq.mm + 1 x 1.5 sq.mm Cu. Flexible wire with PVC con | 1.18 | 0 | Mtr. | Labour _ 2 x 1.5 sq.mm + 1 x 1.5 sq.mm Cu. Flexible wire with PVC con _1070745
No category |  |  | 2 X 18 W Tube light (T5) - L | 1.18 | 0 | Nos | Labour _ 2 X 18 W Tube light (T5) - L _1074717
No category |  |  | 2 X 18 W Tube light (T5) - MAT | 1.18 | 0 | Nos | Labour _ 2 X 18 W Tube light (T5) - MAT _1074759
No category |  |  | 2 X 2.5 Sq.mm + 1 + 1.5 Sq.mm L | 1.18 | 0 | Mtr. | Labour _ 2 X 2.5 Sq.mm + 1 + 1.5 Sq.mm L _1079271
No category |  |  | 2 X 2.5 Sq.mm + 1 + 1.5 Sq.mm M | 1.18 | 0 | Mtr. | Labour _ 2 X 2.5 Sq.mm + 1 + 1.5 Sq.mm M _1079272
No category |  |  | 2 X 2.5 Sq.mm + 1 + 1.5 Sq.mm Wire - L | 1.18 | 0 | Mtr. | Labour _ 2 X 2.5 Sq.mm + 1 + 1.5 Sq.mm Wire - L _1074710
No category |  |  | 2 X 2.5 Sq.mm + 1 + 1.5 Sq.mm Wire - M | 1.18 | 0 | Mtr. | Labour _ 2 X 2.5 Sq.mm + 1 + 1.5 Sq.mm Wire - M _1074709
No category |  |  | 2 x 2.5 sq.mm + 1 x 1.5 sq.mm Cu. Flexible wire with MS cond | 1.18 | 0 | Mtr. | Labour _ 2 x 2.5 sq.mm + 1 x 1.5 sq.mm Cu. Flexible wire with MS cond _1070739
No category |  |  | 2 x 2.5 sq.mm + 1 x 1.5 sq.mm Cu. Flexible wire with PVC con | 1.18 | 0 | Mtr. | Labour _ 2 x 2.5 sq.mm + 1 x 1.5 sq.mm Cu. Flexible wire with PVC con _1070744
No category |  |  | 2 X 4 Sq.mm + 1 + 2.5 Sq.mm Wire - L | 1.18 | 0 | Mtr. | Labour _ 2 X 4 Sq.mm + 1 + 2.5 Sq.mm Wire - L _1074714
No category |  |  | 2 X 4 Sq.mm + 1 + 2.5 Sq.mm Wire - M | 1.18 | 0 | Mtr. | Labour _ 2 X 4 Sq.mm + 1 + 2.5 Sq.mm Wire - M _1074713
No category |  |  | 2 x 4.0 sq.mm + 1 x 2.5 sq.mm Cu. Flexible wire with MS cond | 1.18 | 0 | Mtr. | Labour _ 2 x 4.0 sq.mm + 1 x 2.5 sq.mm Cu. Flexible wire with MS cond _1070736
No category |  |  | 2 x 4.0 sq.mm + 1 x 2.5 sq.mm Cu. Flexible wire with PVC con | 1.18 | 0 | Mtr. | Labour _ 2 x 4.0 sq.mm + 1 x 2.5 sq.mm Cu. Flexible wire with PVC con _1070743
No category |  |  | 2 X 6.0 + 1 X 4.0 sq mm Cu Wire | 1 | 0 | Rmt. | Labour _ 2 X 6.0 + 1 X 4.0 sq mm Cu Wire _8981
No category |  |  | 2 X 6.0 + 1 X 4.0 sq mm Cu Wire(L) | 1 | 0 | Rmt. | Labour _ 2 X 6.0 + 1 X 4.0 sq mm Cu Wire(L) _9875
No category |  |  | 2 X 6.0 + 1 X 4.0 sq mm Cu Wire(M) | 1 | 0 | Rmt. | Labour _ 2 X 6.0 + 1 X 4.0 sq mm Cu Wire(M) _10221
No category |  |  | 2 X Biason weather smooth paint | 1.18 | 0 | SQM | Labour _ 2 X Biason weather smooth paint _6202
No category |  |  | 2 X Bison OBD paint | 1.18 | 0 | SQM | Labour _ 2 X Bison OBD paint _6203
No category |  |  | 2 X Coat External Paint | 1.18 | 0 | SQM | Labour _ 2 X Coat External Paint _6199
No category |  |  | 2 X Coat Sand Plaster | 1.18 | 0 | SQM | Labour _ 2 X Coat Sand Plaster _6197
No category |  |  | 2 x4 Sq.mm. multistrand FRLS Cu. wire (L) | 1.18 | 0 | Mtr. | Labour _ 2 x4 Sq.mm. multistrand FRLS Cu. wire (L) _1075745
No category |  |  | 2 x4 Sq.mm. multistrand FRLS Cu. wire (M) | 1.18 | 0 | Mtr. | Labour _ 2 x4 Sq.mm. multistrand FRLS Cu. wire (M) _1075744
No category |  |  | 2" CPVC pipe hanging | 0 | 0 | FT | Labour _ 2" CPVC pipe hanging _1073160
No category |  |  | 2" diameter, NB SCH 40 uPVC pipe (Exposed) | 1.18 | 0 | Mtr. | Labour _ 2" diameter, NB SCH 40 uPVC pipe (Exposed) _1070837
No category |  |  | 2" diameter, NB SCH 80 uPVC pipe | 1.18 | 0 | Mtr. | Labour _ 2" diameter, NB SCH 80 uPVC pipe _1070843
No category |  |  | 2" diameter, NB SCH 80 uPVC pipe (Exposed) | 1.18 | 0 | Rmt. | Labour _ 2" diameter, NB SCH 80 uPVC pipe (Exposed) _1079839
No category |  |  | 2" diameter, NB SCH 80 uPVC pipe. | 1.18 | 0 | Mtr. | Labour _ 2" diameter, NB SCH 80 uPVC pipe. _1070847
No category |  |  | 2-1/2" diameter Kitech composite pipes and fittings (L) | 1.18 | 0 | Mtr. | Labour _ 2-1/2" diameter Kitech composite pipes and fittings (L) _1075524
No category |  |  | 2-1/2" diameter Kitech composite pipes and fittings (M) | 1.18 | 0 | Mtr. | Labour _ 2-1/2" diameter Kitech composite pipes and fittings (M) _1075523
No category |  |  | 2-1/2" diameter, NB SCH 40 uPVC pipe (Exposed) | 1.18 | 0 | Mtr. | Labour _ 2-1/2" diameter, NB SCH 40 uPVC pipe (Exposed) _1070838
No category |  |  | 2-1/2" diameter, NB SCH 80 uPVC pipe | 1.18 | 0 | Mtr. | Labour _ 2-1/2" diameter, NB SCH 80 uPVC pipe _1070844
No category |  |  | 2-1/2" diameter, NB SCH 80 uPVC pipe (Exposed) | 1.18 | 0 | Rmt. | Labour _ 2-1/2" diameter, NB SCH 80 uPVC pipe (Exposed) _1079840
No category |  |  | 2-1/2" diameter, NB SCH 80 uPVC pipe. | 1.18 | 0 | Mtr. | Labour _ 2-1/2" diameter, NB SCH 80 uPVC pipe. _1070848
No category |  |  | 2-CORE 1.5SQMM,48/0.2MM(15AWG) M | 0 | 0 | Nos | Labour _ 2-CORE 1.5SQMM,48/0.2MM(15AWG) M _1066573
No category |  |  | 2-CORE 1.5SQMM,48/0.2MM(15AWG) L | 0 | 0 | Nos | Labour _ 2-CORE 1.5SQMM,48/0.2MM(15AWG) L _1066687
No category |  |  | 2-Way inlet for wet riser. Header of 150 mm M | 0 | 0 | SET | Labour _ 2-Way inlet for wet riser. Header of 150 mm M _11808
No category |  |  | 2-Way inlet for wet riser. Header of 150 mm L | 0 | 0 | SET | Labour _ 2-Way inlet for wet riser. Header of 150 mm L _381454
No category |  |  | 2. DSS Backfilling of material | 0 | 0 | Cu.Mtrs | Labour _ 2. DSS Backfilling of material _1069903
No category |  |  | 2. Earthwork in Embankment from outside | 708 | 0 | Cu.Mtrs | Labour _ 2. Earthwork in Embankment from outside _1067914
No category |  |  | 2. SLTC for Outdoor joint 22KV 3Cx300 Sq.mm. HT XPLE Cable. | 1 | 0 | Nos | Labour _ 2. SLTC for Outdoor joint 22KV 3Cx300 Sq.mm. HT XPLE Cable. _1066123
No category |  |  | 2.5 sq mm 6 core copper FRLS arm cable M | 0 | 0 | Rmt. | Labour _ 2.5 sq mm 6 core copper FRLS arm cable M _12186
No category |  |  | 2.5 sq mm 6 core copper FRLS arm cable L | 0 | 0 | Rmt. | Labour _ 2.5 sq mm 6 core copper FRLS arm cable L _1066333
No category |  |  | 2.5 SQMM 3C CU ARMOURED CABLE | 1.18 | 0 | Mtr. | Labour _ 2.5 SQMM 3C CU ARMOURED CABLE _1079302
No category |  |  | 2.5 SQMM 4 C CU ARM XLPE CABLE | 1 | 0 | Rmt. | Labour _ 2.5 SQMM 4 C CU ARM XLPE CABLE _1065674
No category |  |  | 2.5 SQMM 4 C CU ARM XLPE CABLE END TERMINATION | 1 | 0 | Nos | Labour _ 2.5 SQMM 4 C CU ARM XLPE CABLE END TERMINATION _1065690
No category |  |  | 2.5 sqmm wires for 1 phase Load main with 1.5 sqmm Earthing | 1 | 0 | Rmt. | Labour _ 2.5 sqmm wires for 1 phase Load main with 1.5 sqmm Earthing _1065700
No category |  |  | 2.5 Sqmm wiring | 1.18 | 0 | Rmt. | Labour _ 2.5 Sqmm wiring _1079030
No category |  |  | 2.5 Sqmm x 12 Core Cu Armoured Multistrand Cable L | 1.18 | 0 | Mtr. | Labour _ 2.5 Sqmm x 12 Core Cu Armoured Multistrand Cable L _1079364
No category |  |  | 2.5 Sqmm x 12 Core Cu Armoured Multistrand Cable M | 1.18 | 0 | Mtr. | Labour _ 2.5 Sqmm x 12 Core Cu Armoured Multistrand Cable M _1079365
No category |  |  | 2.5 Sqmm X 2 Nos+1.5 Sqmm X 1 No PVC Insulated Copper wire L | 1.18 | 0 | Mtr. | Labour _ 2.5 Sqmm X 2 Nos+1.5 Sqmm X 1 No PVC Insulated Copper wire L _1077419
No category |  |  | 2.5 Sqmm X 2 Nos+1.5 Sqmm X 1 No PVC Insulated Copper wire M | 1.18 | 0 | Mtr. | Labour _ 2.5 Sqmm X 2 Nos+1.5 Sqmm X 1 No PVC Insulated Copper wire M _1077420
No category |  |  | 2.5 Sqmm X 3 Core 2XWY Copper armoured FRLS L | 1.18 | 0 | Mtr. | Labour _ 2.5 Sqmm X 3 Core 2XWY Copper armoured FRLS L _1077430
No category |  |  | 2.5 Sqmm X 3 Core 2XWY Copper armoured FRLS M | 1 | 0 | Mtr. | Labour _ 2.5 Sqmm X 3 Core 2XWY Copper armoured FRLS M _1077431
No category |  |  | 2.5 SQMM X 3 CORE Cu Flexible Cable - L | 1.18 | 0 | Mtr. | Labour _ 2.5 SQMM X 3 CORE Cu Flexible Cable - L _1074951
No category |  |  | 2.5 SQMM X 3 CORE Cu Flexible Cable - M | 1.18 | 0 | Mtr. | Labour _ 2.5 SQMM X 3 CORE Cu Flexible Cable - M _1074950
No category |  |  | 2.5 Sqmm X 3C Cu Arm Cable ( L ) | 1 | 0 | Mtr. | Labour _ 2.5 Sqmm X 3C Cu Arm Cable ( L ) _1071176
No category |  |  | 2.5 Sqmm X 3C Cu Arm Cable ( M ) | 1.18 | 0 | Mtr. | Labour _ 2.5 Sqmm X 3C Cu Arm Cable ( M ) _1071175
No category |  |  | 2.5 Sqmm X 3C Cu Arm Cable - L | 1.18 | 0 | Mtr. | Labour _ 2.5 Sqmm X 3C Cu Arm Cable - L _1075090
No category |  |  | 2.5 Sqmm X 3C Cu Arm Cable - M | 1.18 | 0 | Mtr. | Labour _ 2.5 Sqmm X 3C Cu Arm Cable - M _1075089
No category |  |  | 2.5 Sqmm X 3C Cu armoured cable - L | 1.18 | 0 | Mtr. | Labour _ 2.5 Sqmm X 3C Cu armoured cable - L _1076259
No category |  |  | 2.5 Sqmm X 3C Cu armoured cable - M | 1.18 | 0 | Mtr. | Labour _ 2.5 Sqmm X 3C Cu armoured cable - M _1076258
No category |  |  | 2.5 Sqmm x 4 Core Cu Armoured Multistrand Cable L | 1.18 | 0 | Mtr. | Labour _ 2.5 Sqmm x 4 Core Cu Armoured Multistrand Cable L _1079367
No category |  |  | 2.5 Sqmm x 4 Core Cu Armoured Multistrand Cable M | 1.18 | 0 | Mtr. | Labour _ 2.5 Sqmm x 4 Core Cu Armoured Multistrand Cable M _1079368
No category |  |  | 2.5 Sqmm X 4 Core Cu Armoured L | 1.18 | 0 | Mtr. | Labour _ 2.5 Sqmm X 4 Core Cu Armoured L _1078988
No category |  |  | 2.5 Sqmm X 4 Core Cu Armoured M | 1.18 | 0 | Mtr. | Labour _ 2.5 Sqmm X 4 Core Cu Armoured M _1078989
No category |  |  | 2.5 X 19 Core, 4 Core Cu. Arm Flexible Cables L | 1.18 | 0 | Ls | Labour _ 2.5 X 19 Core, 4 Core Cu. Arm Flexible Cables L _1078799
No category |  |  | 2.5 X 19 Core, 4 Core Cu. Arm Flexible Cables M | 1.18 | 0 | Ls | Labour _ 2.5 X 19 Core, 4 Core Cu. Arm Flexible Cables M _1078800
No category |  |  | 2.5sqmm x 3 c cable - L | 1.18 | 0 | Mtr. | Labour _ 2.5sqmm x 3 c cable - L _1076713
No category |  |  | 2.5sqmm x 3 c cable - M | 1.18 | 0 | Mtr. | Labour _ 2.5sqmm x 3 c cable - M _1076712
No category |  |  | 2.5sqmm x 3 c cable for interconnections-L | 1.18 | 0 | Mtr. | Labour _ 2.5sqmm x 3 c cable for interconnections-L _1077625
No category |  |  | 2.5sqmm x 3 c cable for interconnections-M | 1.18 | 0 | Mtr. | Labour _ 2.5sqmm x 3 c cable for interconnections-M _1077628
No category |  |  | 20 % Upon submission of stage wise GFC | 1.18 | 0 | Sq.ft | Labour _ 20 % Upon submission of stage wise GFC _1072768
No category |  |  | 20 % Upon submission of stage wise GFC drawings | 1.18 | 0 | Sq.ft | Labour _ 20 % Upon submission of stage wise GFC drawings _1072775
No category |  |  | 20 Amps 5 pin 1ø Industrial socke (L) | 1.18 | 0 | Nos | Labour _ 20 Amps 5 pin 1ø Industrial socke (L) _9956
No category |  |  | 20 Amps 5 pin 1ø Industrial socke (M) | 1.18 | 0 | Nos | Labour _ 20 Amps 5 pin 1ø Industrial socke (M) _10302
No category |  |  | 20 Amps 5 pin 1ø Industrial socke L+M | 1.18 | 0 | Nos | Labour _ 20 Amps 5 pin 1ø Industrial socke L+M _9421
No category |  |  | 20 Amps 5 pin 1ø Industrial socket & 20A SPMCB M | 0 | 0 | Nos | Labour _ 20 Amps 5 pin 1ø Industrial socket & 20A SPMCB M _10841
No category |  |  | 20 Amps 5 pin 1ø Industrial socket & 20A SPMCB L | 0 | 0 | Nos | Labour _ 20 Amps 5 pin 1ø Industrial socket & 20A SPMCB L _11459
No category |  |  | 20 G - 0.8 mm minimum thickness G. S. S. Ducting L | 1.18 | 0 | SQM | Labour _ 20 G - 0.8 mm minimum thickness G. S. S. Ducting L _1078260
No category |  |  | 20 G - 0.8 mm minimum thickness G. S. S. Ducting M | 1.18 | 0 | SQM | Labour _ 20 G - 0.8 mm minimum thickness G. S. S. Ducting M _1078259
No category |  |  | 20 G - 1.0 mm minimum thickness | 1 | 0 | SQM | Labour _ 20 G - 1.0 mm minimum thickness _10404
No category |  |  | 20 G - 1.0 mm minimum thickness G. S. S. Ducting | 0 | 0 | SQMT | Labour _ 20 G - 1.0 mm minimum thickness G. S. S. Ducting _1066823
No category |  |  | 20 G - 1.0 mm minimum thickness G. S. S. Ducting M | 0 | 0 | SQM | Labour _ 20 G - 1.0 mm minimum thickness G. S. S. Ducting M _12204
No category |  |  | 20 G - 1.0 mm minimum thickness G. S. S. Ducting L | 0 | 0 | SQM | Labour _ 20 G - 1.0 mm minimum thickness G. S. S. Ducting L _1066348
No category |  |  | 20 G - 1.0 mm minimum thickness G. S. S. Ducting L | 0 | 0 | SQMT | Labour _ 20 G - 1.0 mm minimum thickness G. S. S. Ducting L _1077730
No category |  |  | 20 G - 1.0 mm minimum thickness G. S. S. Ducting M | 1.18 | 0 | SQMT | Labour _ 20 G - 1.0 mm minimum thickness G. S. S. Ducting M _1077731
No category |  |  | 20 G - 1.0 mm minimum thickness L | 1.18 | 0 | Sqm | Labour _ 20 G - 1.0 mm minimum thickness L _1077708
No category |  |  | 20 G - 1.0 mm minimum thickness M | 1.18 | 0 | Sqm | Labour _ 20 G - 1.0 mm minimum thickness M _1077709
No category |  |  | 20 HP ODU refrigerant suction with insulation of material L | 0 | 0 | Rmt. | Labour _ 20 HP ODU refrigerant suction with insulation of material L _1066490
No category |  |  | 20 HP ODU refrigerant suction with insulation of material M | 0 | 0 | Rmt. | Labour _ 20 HP ODU refrigerant suction with insulation of material M _1066489
No category |  |  | 20 HP ODU refrigerant liquid with insulation of material M | 0 | 0 | Rmt. | Labour _ 20 HP ODU refrigerant liquid with insulation of material M _1066238
No category |  |  | 20 HP ODU refrigerant liquid with insulation of materialL | 0 | 0 | Rmt. | Labour _ 20 HP ODU refrigerant liquid with insulation of materialL _1066388
No category |  |  | 20 HP submersible pump with all accesories | 1.18 | 0 | Nos | Labour _ 20 HP submersible pump with all accesories _1076196
No category |  |  | 20 Inch cartridge fitter ,serving with leakage testing | 1.18 | 0 | Nos | Labour _ 20 Inch cartridge fitter ,serving with leakage testing _1076630
No category |  |  | 20 Inch cartridge fitter and serving with leakage testing | 1.18 | 0 | Nos | Labour _ 20 Inch cartridge fitter and serving with leakage testing _1076629
No category |  |  | 20 inch pot and plate | 1.18 | 0 | Nos | Labour _ 20 inch pot and plate _1076544
No category |  |  | 20 KVA on line Inverter System with Batteries ( 3 PH UPS ) | 1.18 | 0 | Nos | Labour _ 20 KVA on line Inverter System with Batteries ( 3 PH UPS ) _1070781
No category |  |  | 20 mm Dia water connection | 1.18 | 0 | Job | Labour _ 20 mm Dia water connection _1080418
No category |  |  | 20 mm dia. Air Release Valve L | 0 | 0 | Nos | Labour _ 20 mm dia. Air Release Valve L _1069533
No category |  |  | 20 mm dia. Air Release Valve M | 0 | 0 | Nos | Labour _ 20 mm dia. Air Release Valve M _1068752
No category |  |  | 20 mm dia. (N.B. of pipe) C-PVC SDR 11 Class Pipes M | 0 | 0 | Rmt. | Labour _ 20 mm dia. (N.B. of pipe) C-PVC SDR 11 Class Pipes M _11911
No category |  |  | 20 mm dia. (N.B. of pipe) C-PVC SDR 11 Class Pipes L | 0 | 0 | Rmt. | Labour _ 20 mm dia. (N.B. of pipe) C-PVC SDR 11 Class Pipes L _12253
No category |  |  | 20 mm dia. (N.B. of pipe) SCH 40 U-PVC L | 0 | 0 | Rmt. | Labour _ 20 mm dia. (N.B. of pipe) SCH 40 U-PVC L _1069475
No category |  |  | 20 mm dia. (N.B. of pipe) SCH 40 U-PVC M | 0 | 0 | Rmt. | Labour _ 20 mm dia. (N.B. of pipe) SCH 40 U-PVC M _1068698
No category |  |  | 20 mm dia. (N.B. of pipe) SCH 80 U-PVC L | 0 | 0 | Rmt. | Labour _ 20 mm dia. (N.B. of pipe) SCH 80 U-PVC L _1069484
No category |  |  | 20 mm dia. (N.B. of pipe) SCH 80 U-PVC M | 0 | 0 | Rmt. | Labour _ 20 mm dia. (N.B. of pipe) SCH 80 U-PVC M _1068707
No category |  |  | 20 mm dia. (N.B. of pipe) SCH 80 U-PVC Basement L | 0 | 0 | Rmt. | Labour _ 20 mm dia. (N.B. of pipe) SCH 80 U-PVC Basement L _1069492
No category |  |  | 20 mm dia. (N.B. of pipe) SCH 80 U-PVC Basement M | 0 | 0 | Rmt. | Labour _ 20 mm dia. (N.B. of pipe) SCH 80 U-PVC Basement M _1068715
No category |  |  | 20 mm dia. (N.B. of pipe) UPVC - L | 1.18 | 0 | Mtr. | Labour _ 20 mm dia. (N.B. of pipe) UPVC - L _1075185
No category |  |  | 20 mm dia. (N.B. of pipe) UPVC - M | 1.18 | 0 | Mtr. | Labour _ 20 mm dia. (N.B. of pipe) UPVC - M _1075184
No category |  |  | 20 mm dia. Air Release Valve(PN-10) M | 0 | 0 | Nos | Labour _ 20 mm dia. Air Release Valve(PN-10) M _11972
No category |  |  | 20 mm dia. Air Release Valve(PN-10) L | 0 | 0 | Nos | Labour _ 20 mm dia. Air Release Valve(PN-10) L _12313
No category |  |  | 20 mm dia. Air Release Valve(PN-25) M | 0 | 0 | Nos | Labour _ 20 mm dia. Air Release Valve(PN-25) M _11975
No category |  |  | 20 mm dia. Air Release Valve(PN-25) L | 0 | 0 | Nos | Labour _ 20 mm dia. Air Release Valve(PN-25) L _12316
No category |  |  | 20 mm dia. Brass valve Domestic & Flushing L | 0 | 0 | Nos | Labour _ 20 mm dia. Brass valve Domestic & Flushing L _1069504
No category |  |  | 20 mm dia. Brass valve Domestic & Flushing M | 0 | 0 | Nos | Labour _ 20 mm dia. Brass valve Domestic & Flushing M _1068727
No category |  |  | 20 mm dia. G.M. Ball valve (PN-25) M | 0 | 0 | Nos | Labour _ 20 mm dia. G.M. Ball valve (PN-25) M _11945
No category |  |  | 20 mm dia. G.M. Ball valve (PN-25) L | 0 | 0 | Nos | Labour _ 20 mm dia. G.M. Ball valve (PN-25) L _12286
No category |  |  | 20 mm dia. insulation to hot water supply lines L | 0 | 0 | Rmt. | Labour _ 20 mm dia. insulation to hot water supply lines L _1067120
No category |  |  | 20 mm dia. insulation to hot water supply lines M | 0 | 0 | Rmt. | Labour _ 20 mm dia. insulation to hot water supply lines M _1067119
No category |  |  | 20 mm dia. Non Return Gun Metal Valve of (PN-10) M | 0 | 0 | Nos | Labour _ 20 mm dia. Non Return Gun Metal Valve of (PN-10) M _11953
No category |  |  | 20 mm dia. Non Return Gun Metal Valve of (PN-10) L | 0 | 0 | Nos | Labour _ 20 mm dia. Non Return Gun Metal Valve of (PN-10) L _12294
No category |  |  | 20 mm dia. Pressure Reducing Brass Valve(PN-10) M | 0 | 0 | Nos | Labour _ 20 mm dia. Pressure Reducing Brass Valve(PN-10) M _11966
No category |  |  | 20 mm dia. Pressure Reducing Brass Valve(PN-10) L | 0 | 0 | Nos | Labour _ 20 mm dia. Pressure Reducing Brass Valve(PN-10) L _12307
No category |  |  | 20 mm dia. Pressure Reducing Brass Valve(PN-10) Downtake L | 0 | 0 | Nos | Labour _ 20 mm dia. Pressure Reducing Brass Valve(PN-10) Downtake L _1069523
No category |  |  | 20 mm dia. Pressure Reducing Brass Valve(PN-10) Downtake M | 0 | 0 | Nos | Labour _ 20 mm dia. Pressure Reducing Brass Valve(PN-10) Downtake M _1068745
No category |  |  | 20 mm dia.(N.B. of pipe)ASTM - D 1785 SCH 40 U-PVC Pipe M | 0 | 0 | Rmt. | Labour _ 20 mm dia.(N.B. of pipe)ASTM - D 1785 SCH 40 U-PVC Pipe M _11936
No category |  |  | 20 mm dia.(N.B. of pipe)ASTM - D 1785 SCH 40 U-PVC Pipe L | 0 | 0 | Rmt. | Labour _ 20 mm dia.(N.B. of pipe)ASTM - D 1785 SCH 40 U-PVC Pipe L _12277
No category |  |  | 20 mm dia.(N.B. of pipe)ASTM - D 1785 SCH 80 U-PVC Pipe M | 0 | 0 | Rmt. | Labour _ 20 mm dia.(N.B. of pipe)ASTM - D 1785 SCH 80 U-PVC Pipe M _11929
No category |  |  | 20 mm dia.(N.B. of pipe)ASTM - D 1785 SCH 80 U-PVC Pipe L | 0 | 0 | Rmt. | Labour _ 20 mm dia.(N.B. of pipe)ASTM - D 1785 SCH 80 U-PVC Pipe L _12270
No category |  |  | 20 mm dia.brass Ball Valve L | 1.18 | 0 | Nos | Labour _ 20 mm dia.brass Ball Valve L _1079529
No category |  |  | 20 mm dia.brass Ball Valve M | 1.18 | 0 | Nos | Labour _ 20 mm dia.brass Ball Valve M _1079530
No category |  |  | 20 mm size Metal | 1.18 | 0 | Cu.Mtrs | Labour _ 20 mm size Metal _1072466
No category |  |  | 20 mm thick Screed & smooth plaster CM1:3 | 1.18 | 0 | SQM | Labour _ 20 mm thick Screed & smooth plaster CM1:3 _1071501
No category |  |  | 20 Mtr HDMI Cable (L) | 1.18 | 0 | Nos | Labour _ 20 Mtr HDMI Cable (L) _1073711
No category |  |  | 20 Mtr HDMI Cable (M) | 1.18 | 0 | Nos | Labour _ 20 Mtr HDMI Cable (M) _1073710
No category |  |  | 20 Pair Box - Telephone & Intercom | 0 | 0 | Nos | Labour _ 20 Pair Box - Telephone & Intercom _1067792
No category |  |  | 20 Pair Box for Telephone L | 0 | 0 | Nos | Labour _ 20 Pair Box for Telephone L _1067507
No category |  |  | 20 Pair Box for Telephone M | 0 | 0 | Nos | Labour _ 20 Pair Box for Telephone M _1067506
No category |  |  | 20 Pair Cable | 0 | 0 | Rmt. | Labour _ 20 Pair Cable _1067796
No category |  |  | 20 Pair cable (L) | 1.18 | 0 | Mtr. | Labour _ 20 Pair cable (L) _1072206
No category |  |  | 20 Pair cable (M) | 1.18 | 0 | Mtr. | Labour _ 20 Pair cable (M) _1072205
No category |  |  | 20 Pair cable of 0.51 mm tinned copper telephone jellified L | 0 | 0 | Rmt. | Labour _ 20 Pair cable of 0.51 mm tinned copper telephone jellified L _1067516
No category |  |  | 20 Pair cable of 0.51 mm tinned copper telephone jellified M | 0 | 0 | Rmt. | Labour _ 20 Pair cable of 0.51 mm tinned copper telephone jellified M _1067515
No category |  |  | 20 Pair Krone Box in gypsum wall / in false ceiling | 1 | 0 | Nos | Labour _ 20 Pair Krone Box in gypsum wall / in false ceiling _1065781
No category |  |  | 20 W SURFACE MOUNTED CABINET TYPE SPEAKER M | 0 | 0 | Nos | Labour _ 20 W SURFACE MOUNTED CABINET TYPE SPEAKER M _1066565
No category |  |  | 20 W SURFACE MOUNTED CABINET TYPE SPEAKER L | 0 | 0 | Nos | Labour _ 20 W SURFACE MOUNTED CABINET TYPE SPEAKER L _1066679
No category |  |  | 20% against issuance of revised HVAC DBR | 1.18 | 0 | Lumsum | Labour _ 20% against issuance of revised HVAC DBR _1071230
No category |  |  | 20% against on appointment of contractor & approval of submi | 1.18 | 0 | Lumsum | Labour _ 20% against on appointment of contractor & approval of submi _1071233
No category |  |  | 20% upon site supervision (Equal Instalments) | 1.18 | 0 | Lumsum | Labour _ 20% upon site supervision (Equal Instalments) _1071244
No category |  |  | 20%- Against submission of design Brief Report | 0 | 0 | Nos | Labour _ 20%- Against submission of design Brief Report _1071232
No category |  |  | 20%Upon Prorata Submission & approval of GFC Drawings | 1.18 | 0 | Lumsum | Labour _ 20%Upon Prorata Submission & approval of GFC Drawings _1072273
No category |  |  | 20. DSS 6 AMP Switch socket | 0 | 0 | Nos | Labour _ 20. DSS 6 AMP Switch socket _1070059
No category |  |  | 20. Ph-2 SITC 25mm dia. UPVC Pipe | 1 | 0 | Rmt. | Labour _ 20. Ph-2 SITC 25mm dia. UPVC Pipe _1065842
No category |  |  | 20.1 Fixing RCC NP-3 450 Pipe | 188.8 | 0 | Rmt. | Labour _ 20.1 Fixing RCC NP-3 450 Pipe _1067932
No category |  |  | 200 MM STUB END - L | 1.18 | 0 | Nos | Labour _ 200 MM STUB END - L _1075925
No category |  |  | 200 MM STUB END - M | 1.18 | 0 | Nos | Labour _ 200 MM STUB END - M _1075882
No category |  |  | 200 A 4P MCCB (L) | 1.18 | 0 | Nos | Labour _ 200 A 4P MCCB (L) _1073871
No category |  |  | 200 A 4P MCCB (M) | 1.18 | 0 | Nos | Labour _ 200 A 4P MCCB (M) _1073870
No category |  |  | 200 A 4P MCCB IN M.S.ENCLOSURE- L | 1.18 | 0 | Nos | Labour _ 200 A 4P MCCB IN M.S.ENCLOSURE- L _1074670
No category |  |  | 200 A 4P MCCB IN M.S.ENCLOSURE- M | 1.18 | 0 | Nos | Labour _ 200 A 4P MCCB IN M.S.ENCLOSURE- M _1074669
No category |  |  | 200 A 4P MCCB IN M.S.ENCLOSURE-for office L | 1.18 | 0 | Nos | Labour _ 200 A 4P MCCB IN M.S.ENCLOSURE-for office L _1079167
No category |  |  | 200 A 4P MCCB IN M.S.ENCLOSURE-for office M | 1.18 | 0 | Nos | Labour _ 200 A 4P MCCB IN M.S.ENCLOSURE-for office M _1079168
No category |  |  | 200 A 4P MCCB with Enclosure | 1.18 | 0 | Nos | Labour _ 200 A 4P MCCB with Enclosure _1070683
No category |  |  | 200 Amp Pole Distribution Box - L | 1.18 | 0 | Nos | Labour _ 200 Amp Pole Distribution Box - L _1076046
No category |  |  | 200 Amp Pole Distribution Box - M | 1.18 | 0 | Nos | Labour _ 200 Amp Pole Distribution Box - M _1076045
No category |  |  | 200 LYBO - L | 1.18 | 0 | Nos | Labour _ 200 LYBO - L _1075931
No category |  |  | 200 LYBO - M | 1.18 | 0 | Nos | Labour _ 200 LYBO - M _1075900
No category |  |  | 200 micron LDPE Sheet below concrete | 1.18 | 0 | Sqm | Labour _ 200 micron LDPE Sheet below concrete _1081369
No category |  |  | 200 mm Concrete Block Works | 1.18 | 0 | SQM | Labour _ 200 mm Concrete Block Works _6196
No category |  |  | 200 mm coupler - L | 1.18 | 0 | Nos | Labour _ 200 mm coupler - L _1075927
No category |  |  | 200 mm coupler - M | 1.18 | 0 | Nos | Labour _ 200 mm coupler - M _1075896
No category |  |  | 200 mm dia C.I. "Basket" type strainer (L) | 1.18 | 0 | Nos | Labour _ 200 mm dia C.I. "Basket" type strainer (L) _1071848
No category |  |  | 200 mm dia C.I. "Basket" type strainer (M) | 1.18 | 0 | Nos | Labour _ 200 mm dia C.I. "Basket" type strainer (M) _1071847
No category |  |  | 200 mm dia C.I. butterfly valves M | 1.18 | 0 | EACH | Labour _ 200 mm dia C.I. butterfly valves M _1080263
No category |  |  | 200 mm dia C.I. butterfly valvesL | 1.18 | 0 | EACH | Labour _ 200 mm dia C.I. butterfly valvesL _1080262
No category |  |  | 200 mm Dia C.I. flanges Y type strainer with SS Mesh | 1 | 0 | Nos | Labour _ 200 mm Dia C.I. flanges Y type strainer with SS Mesh _10485
No category |  |  | 200 mm Dia C.I. flanges Y type strainer with SS Mesh (M) | 1 | 0 | Nos | Labour _ 200 mm Dia C.I. flanges Y type strainer with SS Mesh (M) _11116
No category |  |  | 200 mm Dia C.I. Sluice valves as per IS:14846 PN -10 | 1 | 0 | Nos | Labour _ 200 mm Dia C.I. Sluice valves as per IS:14846 PN -10 _10483
No category |  |  | 200 mm Dia C.I. Sluice valves as per IS:14846 PN -10(M) | 1 | 0 | Nos | Labour _ 200 mm Dia C.I. Sluice valves as per IS:14846 PN -10(M) _11114
No category |  |  | 200 mm Dia C.I. Wafer Type NRV as per IS:5312 (PN 16) | 1 | 0 | Nos | Labour _ 200 mm Dia C.I. Wafer Type NRV as per IS:5312 (PN 16) _10487
No category |  |  | 200 mm Dia C.I. Wafer Type NRV as per IS:5312 (PN 16) (M) | 1 | 0 | Nos | Labour _ 200 mm Dia C.I. Wafer Type NRV as per IS:5312 (PN 16) (M) _11118
No category |  |  | 200 mm Dia RCC NP2 class pipes For Strom Water | 1 | 0 | Rmt. | Labour _ 200 mm Dia RCC NP2 class pipes For Strom Water _10659
No category |  |  | 200 mm Dia RCC NP2 class pipes IS-458 - 2003 | 1 | 0 | Rmt. | Labour _ 200 mm Dia RCC NP2 class pipes IS-458 - 2003 _10651
No category |  |  | 200 mm dia U-PVC SWR TYPE B pipes and fitting | 1.18 | 0 | Mtr. | Labour _ 200 mm dia U-PVC SWR TYPE B pipes and fitting _1070885
No category |  |  | 200 mm dia UPVC Pipe S.N-8 | 1.18 | 0 | Mtr. | Labour _ 200 mm dia UPVC Pipe S.N-8 _1070894
No category |  |  | 200 MM DIA UPVC PIPE SN8 L | 1.18 | 0 | Rmt. | Labour _ 200 MM DIA UPVC PIPE SN8 L _1080272
No category |  |  | 200 MM DIA UPVC PIPE SN8 M | 1.18 | 0 | Rmt. | Labour _ 200 MM DIA UPVC PIPE SN8 M _1080273
No category |  |  | 200 mm dia. 6 Kg/cm2 Agriculture PVC pipe M | 0 | 0 | Rmt. | Labour _ 200 mm dia. 6 Kg/cm2 Agriculture PVC pipe M _12028
No category |  |  | 200 mm dia. 6 Kg/cm2 Agriculture PVC pipe L | 0 | 0 | Rmt. | Labour _ 200 mm dia. 6 Kg/cm2 Agriculture PVC pipe L _12362
No category |  |  | 200 mm dia. 6 Kg/cm2 Agriculture PVC Pipe at Basement L | 0 | 0 | Rmt. | Labour _ 200 mm dia. 6 Kg/cm2 Agriculture PVC Pipe at Basement L _1069601
No category |  |  | 200 mm dia. 6 Kg/cm2 Agriculture PVC Pipe at Basement M | 0 | 0 | Rmt. | Labour _ 200 mm dia. 6 Kg/cm2 Agriculture PVC Pipe at Basement M _1069155
No category |  |  | 200 mm dia. 6 Kg/cm2 Agriculture PVC Pipe For rainwater L | 1.18 | 0 | Rmt. | Labour _ 200 mm dia. 6 Kg/cm2 Agriculture PVC Pipe For rainwater L _1080069
No category |  |  | 200 mm dia. 6 Kg/cm2 Agriculture PVC Pipe For rainwater M | 1.18 | 0 | Rmt. | Labour _ 200 mm dia. 6 Kg/cm2 Agriculture PVC Pipe For rainwater M _1080070
No category |  |  | 200 mm dia. 6 Kg/cm2 Agriculture PVC Pipe For Wash Water L | 1.18 | 0 | Rmt. | Labour _ 200 mm dia. 6 Kg/cm2 Agriculture PVC Pipe For Wash Water L _1080175
No category |  |  | 200 mm dia. 6 Kg/cm2 Agriculture PVC Pipe For Wash Water M | 1.18 | 0 | Rmt. | Labour _ 200 mm dia. 6 Kg/cm2 Agriculture PVC Pipe For Wash Water M _1080176
No category |  |  | 200 mm dia. G.I. Pipe Inserts M | 0 | 0 | Nos | Labour _ 200 mm dia. G.I. Pipe Inserts M _11986
No category |  |  | 200 mm dia. G.I. Pipe Inserts L | 0 | 0 | Nos | Labour _ 200 mm dia. G.I. Pipe Inserts L _12327
No category |  |  | 200 mm dia. G.I. Pipe Inserts is 600mm L | 0 | 0 | Nos | Labour _ 200 mm dia. G.I. Pipe Inserts is 600mm L _1069545
No category |  |  | 200 mm dia. G.I. Pipe Inserts is 600mm M | 0 | 0 | Nos | Labour _ 200 mm dia. G.I. Pipe Inserts is 600mm M _1068764
No category |  |  | 200 mm dia. PVC SWR Type-B Pipe L | 0 | 0 | Rmt. | Labour _ 200 mm dia. PVC SWR Type-B Pipe L _1065974
No category |  |  | 200 mm dia. PVC SWR Type-B Pipe M | 0 | 0 | Rmt. | Labour _ 200 mm dia. PVC SWR Type-B Pipe M _1065973
No category |  |  | 200 mm dia. RCC NP2 Class (HUME) Pipe M | 0 | 0 | Rmt. | Labour _ 200 mm dia. RCC NP2 Class (HUME) Pipe M _12038
No category |  |  | 200 mm dia. RCC NP2 Class (HUME) Pipe M | 0 | 0 | Rmt. | Labour _ 200 mm dia. RCC NP2 Class (HUME) Pipe M _12023
No category |  |  | 200 mm dia. RCC NP2 Class (HUME) Pipe L | 0 | 0 | Rmt. | Labour _ 200 mm dia. RCC NP2 Class (HUME) Pipe L _12358
No category |  |  | 200 mm dia. RCC NP2 Class (HUME) Pipe L | 0 | 0 | Rmt. | Labour _ 200 mm dia. RCC NP2 Class (HUME) Pipe L _12372
No category |  |  | 200 mm dia. RCC NP2 Class (HUME) Pipe at Basement 3 M | 0 | 0 | Rmt. | Labour _ 200 mm dia. RCC NP2 Class (HUME) Pipe at Basement 3 M _1069160
No category |  |  | 200 mm dia. RCC NP2 Class (HUME) Pipe at Basement 3 L | 0 | 0 | Rmt. | Labour _ 200 mm dia. RCC NP2 Class (HUME) Pipe at Basement 3 L _1069606
No category |  |  | 200 mm dia. SN4/SN8 Rigid PVC Pipes L | 0 | 0 | Rmt. | Labour _ 200 mm dia. SN4/SN8 Rigid PVC Pipes L _1069628
No category |  |  | 200 mm dia. SN4/SN8 Rigid PVC Pipes M | 0 | 0 | Rmt. | Labour _ 200 mm dia. SN4/SN8 Rigid PVC Pipes M _1069184
No category |  |  | 200 mm diameter sluice valves on filter feed | 0 | 0 | Nos | Labour _ 200 mm diameter sluice valves on filter feed _1072930
No category |  |  | 200 mm diameter swing check type NRV | 0 | 0 | Nos | Labour _ 200 mm diameter swing check type NRV _1072931
No category |  |  | 200 mm diameter Y Strainer | 1.18 | 0 | Nos | Labour _ 200 mm diameter Y Strainer _1070893
No category |  |  | 200 mm EF Coupler | 0 | 0 | Nos | Labour _ 200 mm EF Coupler _1070504
No category |  |  | 200 MM GASKIT - L | 1.18 | 0 | Nos | Labour _ 200 MM GASKIT - L _1075928
No category |  |  | 200 MM GASKIT - M | 1.18 | 0 | Nos | Labour _ 200 MM GASKIT - M _1075897
No category |  |  | 200 mm ladder tray (16 SWG). M | 0 | 0 | Rmt. | Labour _ 200 mm ladder tray (16 SWG). M _10910
No category |  |  | 200 mm ladder tray (16 SWG). L | 0 | 0 | Rmt. | Labour _ 200 mm ladder tray (16 SWG). L _11516
No category |  |  | 200 MM MS FLANGE - L | 1.18 | 0 | Nos | Labour _ 200 MM MS FLANGE - L _1075926
No category |  |  | 200 MM MS FLANGE - M | 1.18 | 0 | Nos | Labour _ 200 MM MS FLANGE - M _1075883
No category |  |  | 200 mm nominal dia GI C Class Pipe As Per IS 1239 | 1 | 0 | Rmt. | Labour _ 200 mm nominal dia GI C Class Pipe As Per IS 1239 _10471
No category |  |  | 200 mm nominal dia GI C Class Pipe As Per IS 1239 (M) | 1 | 0 | Rmt. | Labour _ 200 mm nominal dia GI C Class Pipe As Per IS 1239 (M) _11103
No category |  |  | 200 mm perforated tray (16 SWG). M | 0 | 0 | Rmt. | Labour _ 200 mm perforated tray (16 SWG). M _10909
No category |  |  | 200 mm perforated tray (16 SWG). L | 0 | 0 | Rmt. | Labour _ 200 mm perforated tray (16 SWG). L _11515
No category |  |  | 200 mm perforated tray cover (18 SWG). M | 0 | 0 | Rmt. | Labour _ 200 mm perforated tray cover (18 SWG). M _10919
No category |  |  | 200 mm perforated tray cover (18 SWG). L | 0 | 0 | Rmt. | Labour _ 200 mm perforated tray cover (18 SWG). L _11524
No category |  |  | 200 mm tee- L | 1.18 | 0 | Nos | Labour _ 200 mm tee- L _1075942
No category |  |  | 200 mm tee- M | 1.18 | 0 | Nos | Labour _ 200 mm tee- M _1075911
No category |  |  | 200 mm wide Granite Wall Top | 1.18 | 0 | Rmt. | Labour _ 200 mm wide Granite Wall Top _1072442
No category |  |  | 200 NB Butterfly valves PN 16 pressure M | 0 | 0 | Nos | Labour _ 200 NB Butterfly valves PN 16 pressure M _11785
No category |  |  | 200 NB Butterfly valves PN 16 pressure L | 0 | 0 | Nos | Labour _ 200 NB Butterfly valves PN 16 pressure L _192433
No category |  |  | 200 NB Butterfly valves PN 25 pressure M | 0 | 0 | Nos | Labour _ 200 NB Butterfly valves PN 25 pressure M _11819
No category |  |  | 200 NB Butterfly valves PN 25 pressure L | 0 | 0 | Nos | Labour _ 200 NB Butterfly valves PN 25 pressure L _471464
No category |  |  | 200 NB G.I.' C' Class ERW Heavy duty pipes L | 0 | 0 | Rmt. | Labour _ 200 NB G.I.' C' Class ERW Heavy duty pipes L _1065564
No category |  |  | 200 NB G.I.' C' Class ERW Heavy duty pipes M | 0 | 0 | Rmt. | Labour _ 200 NB G.I.' C' Class ERW Heavy duty pipes M _1065562
No category |  |  | 200 NB G.I.' C' Class ERW Heavy duty pipes M | 0 | 0 | Rmt. | Labour _ 200 NB G.I.' C' Class ERW Heavy duty pipes M _1065563
No category |  |  | 200 Pair Box - Telephone & Intercom | 0 | 0 | Nos | Labour _ 200 Pair Box - Telephone & Intercom _1067790
No category |  |  | 200 Pair Box - Telephone & Intercom (L) | 1.18 | 0 | Nos | Labour _ 200 Pair Box - Telephone & Intercom (L) _1072200
No category |  |  | 200 Pair Box - Telephone & Intercom (M) | 1.18 | 0 | Nos | Labour _ 200 Pair Box - Telephone & Intercom (M) _1072199
No category |  |  | 200 Pair Cable | 0 | 0 | Rmt. | Labour _ 200 Pair Cable _1067795
No category |  |  | 200 Pair cable (L) | 1.18 | 0 | Nos | Labour _ 200 Pair cable (L) _1072202
No category |  |  | 200 Pair cable (M) | 1.18 | 0 | Mtr. | Labour _ 200 Pair cable (M) _1072201
No category |  |  | 200 Pair Protector MDF Panel For Incoming Lines | 1 | 0 | Nos | Labour _ 200 Pair Protector MDF Panel For Incoming Lines _1065757
No category |  |  | 200 Repair joint - L | 1.18 | 0 | Nos | Labour _ 200 Repair joint - L _1075930
No category |  |  | 200 Repair joint - M | 1.18 | 0 | Nos | Labour _ 200 Repair joint - M _1075899
No category |  |  | 200 x 200 x 50/65 mm MS Junction box-L | 1.18 | 0 | Nos | Labour _ 200 x 200 x 50/65 mm MS Junction box-L _1077689
No category |  |  | 200 x 200 x 50/65 mm MS Junction box-M | 1.18 | 0 | Nos | Labour _ 200 x 200 x 50/65 mm MS Junction box-M _1077688
No category |  |  | 200 x 200 x 50/65 mm MS Junction box - L | 1.18 | 0 | Nos | Labour _ 200 x 200 x 50/65 mm MS Junction box - L _1076768
No category |  |  | 200 x 200 x 50/65 mm MS Junction box - M | 1.18 | 0 | Nos | Labour _ 200 x 200 x 50/65 mm MS Junction box - M _1076767
No category |  |  | 200 x 200mm plate type earthing | 0 | 0 | Nos | Labour _ 200 x 200mm plate type earthing _1073918
No category |  |  | 200 x 200mm plate type earthing - L | 1.18 | 0 | Nos | Labour _ 200 x 200mm plate type earthing - L _1074921
No category |  |  | 200 x 200mm plate type earthing - M | 1.18 | 0 | Nos | Labour _ 200 x 200mm plate type earthing - M _1074920
No category |  |  | 200 x 200mm plate type earthing for street light | 1.18 | 0 | Nos | Labour _ 200 x 200mm plate type earthing for street light _1078603
No category |  |  | 200 X 40 mm wide,2mm thickness Perforated type L | 1.18 | 0 | Rmt. | Labour _ 200 X 40 mm wide,2mm thickness Perforated type L _1079328
No category |  |  | 200 X 40 mm wide,2mm thickness Perforated type M | 1.18 | 0 | Rmt. | Labour _ 200 X 40 mm wide,2mm thickness Perforated type M _1079329
No category |  |  | 200 X 50 GI PERFORTED TYPE TRAY ON FABRICATED SUPPORTS | 0 | 0 | Rmt. | Labour _ 200 X 50 GI PERFORTED TYPE TRAY ON FABRICATED SUPPORTS _1065720
No category |  |  | 2000 Ltr water storage tank | 0 | 0 | Set | Labour _ 2000 Ltr water storage tank _1073882
No category |  |  | 2000 X 900mm Aluminium Side Entry Manhole L | 0 | 0 | Nos | Labour _ 2000 X 900mm Aluminium Side Entry Manhole L _1069549
No category |  |  | 2000 X 900mm Aluminium Side Entry Manhole M | 0 | 0 | Nos | Labour _ 2000 X 900mm Aluminium Side Entry Manhole M _1068769
No category |  |  | 2000-liter polyethylene water storage tank | 1.18 | 0 | Set | Labour _ 2000-liter polyethylene water storage tank _1078552
No category |  |  | 20000 cfm / 8 mm WG static and 40000 cfm /32 mm WG static L | 1.18 | 0 | Nos | Labour _ 20000 cfm / 8 mm WG static and 40000 cfm /32 mm WG static L _1077642
No category |  |  | 20000 cfm / 8 mm WG static and 40000 cfm /32 mm WG static M | 0 | 0 | Nos | Labour _ 20000 cfm / 8 mm WG static and 40000 cfm /32 mm WG static M _1077643
No category |  |  | 200A 4P Isolator in readymade box enclosure. M | 0 | 0 | Nos | Labour _ 200A 4P Isolator in readymade box enclosure. M _10850
No category |  |  | 200A 4P Isolator in readymade box enclosure. L | 0 | 0 | Nos | Labour _ 200A 4P Isolator in readymade box enclosure. L _11468
No category |  |  | 200A 4P MCB in readymade box enclosure | 0 | 0 | Nos | Labour _ 200A 4P MCB in readymade box enclosure _1067747
No category |  |  | 200A 4P MCCB in readymade box enclosure (L) | 1.18 | 0 | Nos | Labour _ 200A 4P MCCB in readymade box enclosure (L) _1072168
No category |  |  | 200A 4P MCCB in readymade box enclosure (M) | 1.18 | 0 | Nos | Labour _ 200A 4P MCCB in readymade box enclosure (M) _1072167
No category |  |  | 200mm & 150mm thick Fly Ash Brick Work | 1.18 | 0 | Cu.Mtrs | Labour _ 200mm & 150mm thick Fly Ash Brick Work _1078519
No category |  |  | 200mm coupler | 1.18 | 0 | Nos | Labour _ 200mm coupler _1081509
No category |  |  | 200mm dia 6 Kg/cm2 Agriculture PVC pipe pipe laid in floor L | 0 | 0 | Rmt. | Labour _ 200mm dia 6 Kg/cm2 Agriculture PVC pipe pipe laid in floor L _1069578
No category |  |  | 200mm dia 6 Kg/cm2 Agriculture PVC pipe pipe laid in floor M | 0 | 0 | Rmt. | Labour _ 200mm dia 6 Kg/cm2 Agriculture PVC pipe pipe laid in floor M _1068785
No category |  |  | 200mm dia class B MS pipe, 5mm thick (L) | 1.18 | 0 | Mtr. | Labour _ 200mm dia class B MS pipe, 5mm thick (L) _1077216
No category |  |  | 200mm dia class B MS pipe, 5mm thick (M) | 1.18 | 0 | Mtr. | Labour _ 200mm dia class B MS pipe, 5mm thick (M) _1077217
No category |  |  | 200mm dia inlet valve each pres. filter ( Aira / Mark ) | 0 | 0 | Nos | Labour _ 200mm dia inlet valve each pres. filter ( Aira / Mark ) _1073001
No category |  |  | 200mm dia inlet valve of pressure filter | 0 | 0 | Nos | Labour _ 200mm dia inlet valve of pressure filter _1072934
No category |  |  | 200mm dia MS pipeline | 0 | 0 | Rmt. | Labour _ 200mm dia MS pipeline _1072928
No category |  |  | 200mm dia sluice valve gate | 0 | 0 | Nos | Labour _ 200mm dia sluice valve gate _1072932
No category |  |  | 200mm dia sluice valve on delivery pipe | 0 | 0 | Nos | Labour _ 200mm dia sluice valve on delivery pipe _1073000
No category |  |  | 200mm dia sluice valve on suction line | 0 | 0 | Nos | Labour _ 200mm dia sluice valve on suction line _1072927
No category |  |  | 200mm dia. G.I. 'C' Class ERW Heavy duty pipes UZ M | 0 | 0 | Rmt. | Labour _ 200mm dia. G.I. 'C' Class ERW Heavy duty pipes UZ M _11778
No category |  |  | 200mm dia. G.I. 'C' Class ERW Heavy duty pipes UZ L | 0 | 0 | Rmt. | Labour _ 200mm dia. G.I. 'C' Class ERW Heavy duty pipes UZ L _129426
No category |  |  | 200mm dia. G.I. 'C' Class ERW Heavy duty pipes UZ(V) M | 0 | 0 | Rmt. | Labour _ 200mm dia. G.I. 'C' Class ERW Heavy duty pipes UZ(V) M _11780
No category |  |  | 200mm dia. G.I. 'C' Class ERW Heavy duty pipes UZ(V) L | 0 | 0 | Rmt. | Labour _ 200mm dia. G.I. 'C' Class ERW Heavy duty pipes UZ(V) L _147428
No category |  |  | 200mm dia. Sluice valves of PN 16 M | 0 | 0 | Nos | Labour _ 200mm dia. Sluice valves of PN 16 M _11832
No category |  |  | 200mm dia. Sluice valves of PN 16 L | 0 | 0 | Nos | Labour _ 200mm dia. Sluice valves of PN 16 L _588477
No category |  |  | 200MM DIA. SUBSURFADE DRAINAGE WORK | 1.18 | 0 | Rmt. | Labour _ 200MM DIA. SUBSURFADE DRAINAGE WORK _9636
No category |  |  | 200mm dia.G.I.' C' Class ERW Heavy duty pipes | 0 | 0 | Rmt. | Labour _ 200mm dia.G.I.' C' Class ERW Heavy duty pipes _417458
No category |  |  | 200mm dia.G.I.' C' Class ERW Heavy duty pipes | 0 | 0 | Rmt. | Labour _ 200mm dia.G.I.' C' Class ERW Heavy duty pipes _11813
No category |  |  | 200mm dia.G.I.' C' Class ERW Heavy duty pipes L | 0 | 0 | Rmt. | Labour _ 200mm dia.G.I.' C' Class ERW Heavy duty pipes L _1065551
No category |  |  | 200mm dia.G.I.' C' Class ERW Heavy duty pipes M | 0 | 0 | Rmt. | Labour _ 200mm dia.G.I.' C' Class ERW Heavy duty pipes M _1065550
No category |  |  | 200mm dia.G.I.' C' Class ERW Heavy duty pipes Lower Z M | 0 | 0 | Rmt. | Labour _ 200mm dia.G.I.' C' Class ERW Heavy duty pipes Lower Z M _11772
No category |  |  | 200mm dia.G.I.' C' Class ERW Heavy duty pipes Lower Z L | 0 | 0 | Rmt. | Labour _ 200mm dia.G.I.' C' Class ERW Heavy duty pipes Lower Z L _75420
No category |  |  | 200mm dia.G.I.' C' Class ERW Heavy duty pipes Upper Zone M | 0 | 0 | Rmt. | Labour _ 200mm dia.G.I.' C' Class ERW Heavy duty pipes Upper Zone M _11777
No category |  |  | 200mm dia.G.I.' C' Class ERW Heavy duty pipes Upper Zone L | 0 | 0 | Rmt. | Labour _ 200mm dia.G.I.' C' Class ERW Heavy duty pipes Upper Zone L _120425
No category |  |  | 200mm dia.G.I.' C' Class ERW Heavy duty pipes-1 L | 0 | 0 | Rmt. | Labour _ 200mm dia.G.I.' C' Class ERW Heavy duty pipes-1 L _1065557
No category |  |  | 200mm dia.G.I.' C' Class ERW Heavy duty pipes-1 M | 0 | 0 | Rmt. | Labour _ 200mm dia.G.I.' C' Class ERW Heavy duty pipes-1 M _1065556
No category |  |  | 200mm dia.G.I.' C' Class ERW Heavy duty pipes-2 L | 0 | 0 | Rmt. | Labour _ 200mm dia.G.I.' C' Class ERW Heavy duty pipes-2 L _1065574
No category |  |  | 200mm dia.G.I.' C' Class ERW Heavy duty pipes-2 M | 0 | 0 | Rmt. | Labour _ 200mm dia.G.I.' C' Class ERW Heavy duty pipes-2 M _1065573
No category |  |  | 200mm FM & UL approved expansion M | 0 | 0 | Nos | Labour _ 200mm FM & UL approved expansion M _11795
No category |  |  | 200mm FM & UL approved expansion L | 0 | 0 | Nos | Labour _ 200mm FM & UL approved expansion L _282443
No category |  |  | 200mm FM & UL approved expansion bellows M | 0 | 0 | Nos | Labour _ 200mm FM & UL approved expansion bellows M _11875
No category |  |  | 200mm FM & UL approved expansion bellows L | 0 | 0 | Nos | Labour _ 200mm FM & UL approved expansion bellows L _957518
No category |  |  | 200mm HDPE Pipe | 0 | 0 | Rmt. | Labour _ 200mm HDPE Pipe _1068629
No category |  |  | 200mm pipe connection between TS and CWT | 0 | 0 | Nos | Labour _ 200mm pipe connection between TS and CWT _1072926
No category |  |  | 200mm RCC NP3 Pipe | 0 | 0 | Rmt. | Labour _ 200mm RCC NP3 Pipe _1068649
No category |  |  | 200mm Sluice Valve PN10 | 0 | 0 | EACH | Labour _ 200mm Sluice Valve PN10 _1068647
No category |  |  | 200mm Stubend | 1.18 | 0 | Nos | Labour _ 200mm Stubend _1081507
No category |  |  | 200mm thick Fly Ash Brick Work | 1.18 | 0 | Sqm | Labour _ 200mm thick Fly Ash Brick Work _1077271
No category |  |  | 200MM thkAAC .Blocks works | 1.18 | 0 | SQM | Labour _ 200MM thkAAC .Blocks works _11729
No category |  |  | 200mm UPVC SWR TYPE B pipes & fittings Terrace rain water L | 1.18 | 0 | Rmt. | Labour _ 200mm UPVC SWR TYPE B pipes & fittings Terrace rain water L _1080399
No category |  |  | 200mm UPVC SWR TYPE B pipes & fittings Terrace rain water M | 1.18 | 0 | Rmt. | Labour _ 200mm UPVC SWR TYPE B pipes & fittings Terrace rain water M _1080400
No category |  |  | 200MM UPVC SWR TYPE B pipes & fittings Vertical down take L | 1.18 | 0 | Rmt. | Labour _ 200MM UPVC SWR TYPE B pipes & fittings Vertical down take L _1080340
No category |  |  | 200MM UPVC SWR TYPE B pipes & fittings Vertical down take M | 1.18 | 0 | Rmt. | Labour _ 200MM UPVC SWR TYPE B pipes & fittings Vertical down take M _1080341
No category |  |  | 200mm X 160mm ReduCer - L | 1.18 | 0 | Nos | Labour _ 200mm X 160mm ReduCer - L _1075943
No category |  |  | 200mm X 160mm ReduCer - M | 1.18 | 0 | Nos | Labour _ 200mm X 160mm ReduCer - M _1075912
No category |  |  | 200mm x 50mmx2mm thick HDGI Perforated Tray L | 1.18 | 0 | Mtr. | Labour _ 200mm x 50mmx2mm thick HDGI Perforated Tray L _1077494
No category |  |  | 200mm x 50mmx2mm thick HDGI Perforated Tray M | 1.18 | 0 | Mtr. | Labour _ 200mm x 50mmx2mm thick HDGI Perforated Tray M _1077495
No category |  |  | 200NB C class sleeves 600mm | 1.18 | 0 | Nos | Labour _ 200NB C class sleeves 600mm _1081341
No category |  |  | 200x200mm cross section prelamboard Pelmet | 0 | 0 | Rmt. | Labour _ 200x200mm cross section prelamboard Pelmet _1072742
No category |  |  | 200x50 mm ladder tray (14 SWG).L | 1.18 | 0 | Rmt. | Labour _ 200x50 mm ladder tray (14 SWG).L _1081702
No category |  |  | 200x50 mm ladder tray (14 SWG).M | 1.18 | 0 | Rmt. | Labour _ 200x50 mm ladder tray (14 SWG).M _1081703
No category |  |  | 200x50 mm perforated tray (14 SWG). L | 0 | 0 | Rmt. | Labour _ 200x50 mm perforated tray (14 SWG). L _1067641
No category |  |  | 200x50 mm perforated tray (14 SWG). M | 0 | 0 | Rmt. | Labour _ 200x50 mm perforated tray (14 SWG). M _1067640
No category |  |  | 200x50 mm perforated tray (14 SWG).L | 1.18 | 0 | Rmt. | Labour _ 200x50 mm perforated tray (14 SWG).L _1081708
No category |  |  | 200x50 mm perforated tray (14 SWG).M | 1.18 | 0 | Rmt. | Labour _ 200x50 mm perforated tray (14 SWG).M _1081709
No category |  |  | 20235000 / Bib Cock with Nozzle / Grohe L | 0 | 0 | Nos | Labour _ 20235000 / Bib Cock with Nozzle / Grohe L _1069746
No category |  |  | 20235000 / Bib Cock with Nozzle / Grohe M | 0 | 0 | Nos | Labour _ 20235000 / Bib Cock with Nozzle / Grohe M _1069745
No category |  |  | 20235000/ Bib Cock with Nozzle/ Grohe-1 L | 0 | 0 | Nos | Labour _ 20235000/ Bib Cock with Nozzle/ Grohe-1 L _1069748
No category |  |  | 20235000/ Bib Cock with Nozzle/ Grohe-1 M | 0 | 0 | Nos | Labour _ 20235000/ Bib Cock with Nozzle/ Grohe-1 M _1069747
No category |  |  | 20A DP MCB with 4P Enclosure (L) | 1.18 | 0 | Nos | Labour _ 20A DP MCB with 4P Enclosure (L) _1072284
No category |  |  | 20A DP MCB with 4P Enclosure (M) | 1.18 | 0 | Nos | Labour _ 20A DP MCB with 4P Enclosure (M) _1072283
No category |  |  | 20ch NVR | 29565 | 0 | Nos | Labour _ 20ch NVR _1069280
No category |  |  | 20mm Brass Ball Valve PN10 | 0 | 0 | Nos | Labour _ 20mm Brass Ball Valve PN10 _1068643
No category |  |  | 20mm Brass Ball Valve PN10 L | 1.18 | 0 | Nos | Labour _ 20mm Brass Ball Valve PN10 L _1077524
No category |  |  | 20mm Brass Ball Valve PN10 M | 1.18 | 0 | Nos | Labour _ 20mm Brass Ball Valve PN10 M _1077525
No category |  |  | 20mm Dia ( U) Easyfit SCH-40 Pipe with all accessories-L | 1.18 | 0 | Mtr. | Labour _ 20mm Dia ( U) Easyfit SCH-40 Pipe with all accessories-L _1077359
No category |  |  | 20mm Dia ( U) Easyfit SCH-40 Pipe with all accessories-M | 1.18 | 0 | Mtr. | Labour _ 20mm Dia ( U) Easyfit SCH-40 Pipe with all accessories-M _1077358
No category |  |  | 20mm dia - 200mm depth | 1.18 | 0 | Nos | Labour _ 20mm dia - 200mm depth _1077550
No category |  |  | 20mm Dia CPVC SDR-11 Pipe ( FG ) with all accessories-L | 1.18 | 0 | Mtr. | Labour _ 20mm Dia CPVC SDR-11 Pipe ( FG ) with all accessories-L _1077357
No category |  |  | 20mm Dia CPVC SDR-11 Pipe ( FG ) with all accessories-M | 1.18 | 0 | Mtr. | Labour _ 20mm Dia CPVC SDR-11 Pipe ( FG ) with all accessories-M _1077356
No category |  |  | 20mm Dia UPVC Pipe , Schedule 40 with Supports - L | 1.18 | 0 | Mtr. | Labour _ 20mm Dia UPVC Pipe , Schedule 40 with Supports - L _1075811
No category |  |  | 20mm Dia UPVC Pipe , Schedule 40 with Supports - M | 1.18 | 0 | Mtr. | Labour _ 20mm Dia UPVC Pipe , Schedule 40 with Supports - M _1075810
No category |  |  | 20mm dia. (N.B. of pipe) UPVC SCH 40 Class Pipes L | 1.18 | 0 | Rmt. | Labour _ 20mm dia. (N.B. of pipe) UPVC SCH 40 Class Pipes L _1080180
No category |  |  | 20mm dia. (N.B. of pipe) UPVC SCH 40 Class Pipes M | 1.18 | 0 | Rmt. | Labour _ 20mm dia. (N.B. of pipe) UPVC SCH 40 Class Pipes M _1080179
No category |  |  | 20mm dia. 4 Kg/cm2 Agriculture PVC Pipe L | 1.18 | 0 | Rmt. | Labour _ 20mm dia. 4 Kg/cm2 Agriculture PVC Pipe L _1077821
No category |  |  | 20mm dia. 4 Kg/cm2 Agriculture PVC Pipe M | 1.18 | 0 | Rmt. | Labour _ 20mm dia. 4 Kg/cm2 Agriculture PVC Pipe M _1077822
No category |  |  | 20mm dia. G.M. Ball (PN-10) M | 0 | 0 | Nos | Labour _ 20mm dia. G.M. Ball (PN-10) M _11917
No category |  |  | 20mm dia. G.M. Ball (PN-10) L | 0 | 0 | Nos | Labour _ 20mm dia. G.M. Ball (PN-10) L _12259
No category |  |  | 20mm dia. G.M. Ball Valve (PN-10) L | 0 | 0 | Nos | Labour _ 20mm dia. G.M. Ball Valve (PN-10) L _1065954
No category |  |  | 20mm dia. G.M. Ball Valve (PN-10) M | 0 | 0 | Nos | Labour _ 20mm dia. G.M. Ball Valve (PN-10) M _1065953
No category |  |  | 20mm dia. Mechanical anchor bolt | 0 | 0 | Kg | Labour _ 20mm dia. Mechanical anchor bolt _1067277
No category |  |  | 20mm dia.(N.B. of pipe)-Insulation for Hot water L | 0 | 0 | Rmt. | Labour _ 20mm dia.(N.B. of pipe)-Insulation for Hot water L _1069760
No category |  |  | 20mm dia.(N.B. of pipe)-Insulation for Hot water M | 0 | 0 | Rmt. | Labour _ 20mm dia.(N.B. of pipe)-Insulation for Hot water M _1068685
No category |  |  | 20mm dia.(N.B. of pipe)-Internal cold water supply L | 0 | 0 | Rmt. | Labour _ 20mm dia.(N.B. of pipe)-Internal cold water supply L _1069453
No category |  |  | 20mm dia.(N.B. of pipe)-Internal cold water supply M | 0 | 0 | Rmt. | Labour _ 20mm dia.(N.B. of pipe)-Internal cold water supply M _1068675
No category |  |  | 20mm dia.(N.B. of pipe)-Internal Hot water supply L | 0 | 0 | Rmt. | Labour _ 20mm dia.(N.B. of pipe)-Internal Hot water supply L _1069462
No category |  |  | 20mm dia.(N.B. of pipe)-Internal Hot water supply M | 0 | 0 | Rmt. | Labour _ 20mm dia.(N.B. of pipe)-Internal Hot water supply M _1068683
No category |  |  | 20mm dia.Brass valve L | 0 | 0 | Rmt. | Labour _ 20mm dia.Brass valve L _1069465
No category |  |  | 20mm dia.Brass valve M | 0 | 0 | Nos | Labour _ 20mm dia.Brass valve M _1068687
No category |  |  | 20mm Laminate window ledge | 0 | 0 | Rmt. | Labour _ 20mm Laminate window ledge _1072706
No category |  |  | 20mm NB Domestic Water Meter | 0 | 0 | Nos | Labour _ 20mm NB Domestic Water Meter _1068642
No category |  |  | 20mm quartz stone double layer polished jamb | 0 | 0 | Rmt. | Labour _ 20mm quartz stone double layer polished jamb _1072664
No category |  |  | 20mm quartz stone single layer polished jamb | 0 | 0 | Rmt. | Labour _ 20mm quartz stone single layer polished jamb _1072665
No category |  |  | 20mm thick double coat plaster | 1.18 | 0 | Sq.Mtr | Labour _ 20mm thick double coat plaster _1077520
No category |  |  | 20mm thick external surfaces of walls in Two Coats | 1.18 | 0 | Sqm | Labour _ 20mm thick external surfaces of walls in Two Coats _1077305
No category |  |  | 20mm uPVC Pipe of SCH80 | 0 | 0 | Rmt. | Labour _ 20mm uPVC Pipe of SCH80 _1068641
No category |  |  | 20th Floor -Gypsum Plaster 12mm thick to walls | 1.18 | 0 | SQM. | Labour _ 20th Floor -Gypsum Plaster 12mm thick to walls _1071657
No category |  |  | 20th Floor -Gypsum Plaster 12mm thick to walls above 3.65m | 1.18 | 0 | SQM. | Labour _ 20th Floor -Gypsum Plaster 12mm thick to walls above 3.65m _1071708
No category |  |  | 20th Floor -Gypsum Plaster 12mm thick to walls below 3.65m | 1.18 | 0 | SQM. | Labour _ 20th Floor -Gypsum Plaster 12mm thick to walls below 3.65m _1071759
No category |  |  | 20th Floor -Gypsum Punning 6mm thick to Ceiling | 1.18 | 0 | SQM. | Labour _ 20th Floor -Gypsum Punning 6mm thick to Ceiling _1071606
No category |  |  | 20W LED batten ligh (L) | 1.18 | 0 | Nos | Labour _ 20W LED batten ligh (L) _9966
No category |  |  | 20W LED batten ligh (M) | 1.18 | 0 | Nos | Labour _ 20W LED batten ligh (M) _10312
No category |  |  | 20W LED batten ligh L+M | 1.18 | 0 | Nos | Labour _ 20W LED batten ligh L+M _9433
No category |  |  | 20W LED Batten light fixture in Substation Room. M | 0 | 0 | Nos | Labour _ 20W LED Batten light fixture in Substation Room. M _11281
No category |  |  | 20W LED Batten light fixture in Substation Room. L | 0 | 0 | Nos | Labour _ 20W LED Batten light fixture in Substation Room. L _11610
No category |  |  | 20W LED batten light in parking, electrical, pump room L | 0 | 0 | Nos | Labour _ 20W LED batten light in parking, electrical, pump room L _1067492
No category |  |  | 20W LED batten light in parking, electrical, pump room M | 0 | 0 | Nos | Labour _ 20W LED batten light in parking, electrical, pump room M _10952
No category |  |  | 20W LED batten light in parking, electrical, pump room L | 0 | 0 | Nos | Labour _ 20W LED batten light in parking, electrical, pump room L _11554
No category |  |  | 20W LED batten light L | 1.18 | 0 | Nos | Labour _ 20W LED batten light L _1076959
No category |  |  | 20W LED batten light M | 1.18 | 0 | Nos | Labour _ 20W LED batten light M _1076960
No category |  |  | 20W LED Battern Light | 0 | 0 | Nos | Labour _ 20W LED Battern Light _1067780
No category |  |  | 20W LED Tube Light | 1.18 | 0 | Nos | Labour _ 20W LED Tube Light _1070754
No category |  |  | 20W LED Tube Light Surface Mounted Fitting L | 1.18 | 0 | Nos | Labour _ 20W LED Tube Light Surface Mounted Fitting L _1077475
No category |  |  | 20W LED Tube Light Surface Mounted Fitting M | 1.18 | 0 | Nos | Labour _ 20W LED Tube Light Surface Mounted Fitting M _1077477
No category |  |  | 21. DSS 6 AMP lightening switch board | 0 | 0 | Nos | Labour _ 21. DSS 6 AMP lightening switch board _1070060
No category |  |  | 21. Ph-2 SITC 40mm dia. UPVC Pipe | 1 | 0 | Rmt. | Labour _ 21. Ph-2 SITC 40mm dia. UPVC Pipe _1065843
No category |  |  | 21.1 Labour for Chamber 450x450x600 | 927.48 | 0 | Nos | Labour _ 21.1 Labour for Chamber 450x450x600 _1067933
No category |  |  | 21st Floor -Gypsum Plaster 12mm thick to walls | 1.18 | 0 | SQM. | Labour _ 21st Floor -Gypsum Plaster 12mm thick to walls _1071658
No category |  |  | 21st Floor -Gypsum Plaster 12mm thick to walls above 3.65m | 1.18 | 0 | SQM. | Labour _ 21st Floor -Gypsum Plaster 12mm thick to walls above 3.65m _1071709
No category |  |  | 21st Floor -Gypsum Plaster 12mm thick to walls below 3.65m | 1.18 | 0 | SQM. | Labour _ 21st Floor -Gypsum Plaster 12mm thick to walls below 3.65m _1071760
No category |  |  | 21st Floor -Gypsum Punning 6mm thick to Ceiling | 1.18 | 0 | SQM. | Labour _ 21st Floor -Gypsum Punning 6mm thick to Ceiling _1071607
No category |  |  | 22 G - 0.8 mm minimum thickness | 1 | 0 | SQM | Labour _ 22 G - 0.8 mm minimum thickness _10405
No category |  |  | 22 G - 0.8 mm minimum thickness G. S. S. Ducting | 0 | 0 | SQMT | Labour _ 22 G - 0.8 mm minimum thickness G. S. S. Ducting _1066824
No category |  |  | 22 G - 0.8 mm minimum thickness G. S. S. Ducting M | 0 | 0 | SQM | Labour _ 22 G - 0.8 mm minimum thickness G. S. S. Ducting M _12205
No category |  |  | 22 G - 0.8 mm minimum thickness G. S. S. Ducting L | 0 | 0 | SQM | Labour _ 22 G - 0.8 mm minimum thickness G. S. S. Ducting L _1066349
No category |  |  | 22 gauge square mesh | 1.18 | 0 | Sqm | Labour _ 22 gauge square mesh _1076585
No category |  |  | 22 KV , 300 SQMM ,HT Indoor Jointing kit L | 1.18 | 0 | Nos | Labour _ 22 KV , 300 SQMM ,HT Indoor Jointing kit L _1078882
No category |  |  | 22 KV , 300 SQMM ,HT Indoor Jointing kit M | 1.18 | 0 | Nos | Labour _ 22 KV , 300 SQMM ,HT Indoor Jointing kit M _1078883
No category |  |  | 22 KV , 95 SQMM ,HT Indoor Jointing kit L | 1.18 | 0 | Nos | Labour _ 22 KV , 95 SQMM ,HT Indoor Jointing kit L _1078884
No category |  |  | 22 KV , 95 SQMM ,HT Indoor Jointing kit M | 1.18 | 0 | Nos | Labour _ 22 KV , 95 SQMM ,HT Indoor Jointing kit M _1078885
No category |  |  | 22 KV 100 KVA oil cooled outdoor type station transformer L | 1.18 | 0 | Nos | Labour _ 22 KV 100 KVA oil cooled outdoor type station transformer L _1077039
No category |  |  | 22 KV 100 KVA oil cooled outdoor type station transformer M | 1.18 | 0 | Nos | Labour _ 22 KV 100 KVA oil cooled outdoor type station transformer M _1077040
No category |  |  | 22 kV 25 KA 1600 Amp Indoor type VCB Panel for OUTGOING F L | 1.18 | 0 | Nos | Labour _ 22 kV 25 KA 1600 Amp Indoor type VCB Panel for OUTGOING F L _1078956
No category |  |  | 22 kV 25 KA 1600 Amp Indoor type VCB Panel for OUTGOING F M | 1.18 | 0 | Nos | Labour _ 22 kV 25 KA 1600 Amp Indoor type VCB Panel for OUTGOING F M _1078957
No category |  |  | 22 kV 25 KA1600 AmpIndoortypeVCB-OF L | 1.18 | 0 | Nos | Labour _ 22 kV 25 KA1600 AmpIndoortypeVCB-OF L _1078940
No category |  |  | 22 kV 25 KA1600 AmpIndoortypeVCB-OF M | 1.18 | 0 | Nos | Labour _ 22 kV 25 KA1600 AmpIndoortypeVCB-OF M _1078942
No category |  |  | 22 KV 25KA, 1600A Indoor type switchgear (L) | 1.18 | 0 | Nos | Labour _ 22 KV 25KA, 1600A Indoor type switchgear (L) _1077017
No category |  |  | 22 KV 25KA, 1600A Indoor type switchgear M | 1.18 | 0 | Nos | Labour _ 22 KV 25KA, 1600A Indoor type switchgear M _1077018
No category |  |  | 22 KV 25KA, 1600A Indoor type switchgear with Panel L | 1.18 | 0 | Nos | Labour _ 22 KV 25KA, 1600A Indoor type switchgear with Panel L _1077019
No category |  |  | 22 KV 25KA, 1600A Indoor type switchgear with Panel M | 1.18 | 0 | Nos | Labour _ 22 KV 25KA, 1600A Indoor type switchgear with Panel M _1077020
No category |  |  | 22 KV 3 C x 95 Sqmm XLPE cable - L | 1.18 | 0 | Mtr. | Labour _ 22 KV 3 C x 95 Sqmm XLPE cable - L _1074646
No category |  |  | 22 KV 3 C x 95 Sqmm XLPE cable - M | 1.18 | 0 | Mtr. | Labour _ 22 KV 3 C x 95 Sqmm XLPE cable - M _1074645
No category |  |  | 22 KV 300 sq.mm. ID type joints (L) | 1.18 | 0 | Nos | Labour _ 22 KV 300 sq.mm. ID type joints (L) _1077045
No category |  |  | 22 KV 300 sq.mm. ID type joints (M) | 1.18 | 0 | Nos | Labour _ 22 KV 300 sq.mm. ID type joints (M) _1077046
No category |  |  | 22 KV 3C X 185 sqmm XLPE cable (L) | 1.18 | 0 | Rmt. | Labour _ 22 KV 3C X 185 sqmm XLPE cable (L) _1075013
No category |  |  | 22 KV 3C X 185 sqmm XLPE cable (M) | 1.18 | 0 | Rmt. | Labour _ 22 KV 3C X 185 sqmm XLPE cable (M) _1075012
No category |  |  | 22 KV 630 KVA oilcooled Transformer - L | 1.18 | 0 | Nos | Labour _ 22 KV 630 KVA oilcooled Transformer - L _1074304
No category |  |  | 22 KV 630 KVA oilcooled Transformer - M | 1.18 | 0 | Nos | Labour _ 22 KV 630 KVA oilcooled Transformer - M _1074336
No category |  |  | 22 KV A.B. switch 400A - L | 1.18 | 0 | Nos | Labour _ 22 KV A.B. switch 400A - L _1074306
No category |  |  | 22 KV A.B. switch 400A - M | 1.18 | 0 | Nos | Labour _ 22 KV A.B. switch 400A - M _1074338
No category |  |  | 22 KV Adaptor panel L | 1.18 | 0 | Nos | Labour _ 22 KV Adaptor panel L _1077026
No category |  |  | 22 KV Adaptor panel M | 1.18 | 0 | Nos | Labour _ 22 KV Adaptor panel M _1077025
No category |  |  | 22 kV class Hand gloves | 1 | 0 | Nos | Labour _ 22 kV class Hand gloves _1065612
No category |  |  | 22 KV class Hand gloves. L | 0 | 0 | Nos | Labour _ 22 KV class Hand gloves. L _1067645
No category |  |  | 22 KV class Hand gloves. M | 0 | 0 | Nos | Labour _ 22 KV class Hand gloves. M _1067644
No category |  |  | 22 KV class Hand gloves. L | 0 | 0 | Nos | Labour _ 22 KV class Hand gloves. L _11755
No category |  |  | 22 KV class Hand gloves. M | 0 | 0 | Nos | Labour _ 22 KV class Hand gloves. M _11754
No category |  |  | 22 KV cut point Set - L | 1.18 | 0 | Nos | Labour _ 22 KV cut point Set - L _1076019
No category |  |  | 22 KV cut point Set - M | 1.18 | 0 | Nos | Labour _ 22 KV cut point Set - M _1076017
No category |  |  | 22 KV cut point Set - MAT | 1.18 | 0 | Nos | Labour _ 22 KV cut point Set - MAT _1076018
No category |  |  | 22 KV D.O. set - L | 1.18 | 0 | SET | Labour _ 22 KV D.O. set - L _1076010
No category |  |  | 22 KV D.O. set - M | 1.18 | 0 | SET | Labour _ 22 KV D.O. set - M _1076009
No category |  |  | 22 kV Danger boards of appropriate size & marking | 1 | 0 | Nos | Labour _ 22 kV Danger boards of appropriate size & marking _1065613
No category |  |  | 22 KV Danger boards of appropriate size & marking. L | 0 | 0 | Nos | Labour _ 22 KV Danger boards of appropriate size & marking. L _11757
No category |  |  | 22 KV Danger boards of appropriate size & marking. M | 0 | 0 | Nos | Labour _ 22 KV Danger boards of appropriate size & marking. M _11756
No category |  |  | 22 KV Disc Insulator - L | 1.18 | 0 | Nos | Labour _ 22 KV Disc Insulator - L _1076021
No category |  |  | 22 KV Disc Insulator - M | 1.18 | 0 | Nos | Labour _ 22 KV Disc Insulator - M _1076020
No category |  |  | 22 KV G.O.D Set - L | 1.18 | 0 | SET | Labour _ 22 KV G.O.D Set - L _1076008
No category |  |  | 22 KV G.O.D Set - M | 1.18 | 0 | SET | Labour _ 22 KV G.O.D Set - M _1076007
No category |  |  | 22 kV grade Rubber matting 1 m width Size 1 mtr x 2 mtr | 1 | 0 | Rmt. | Labour _ 22 kV grade Rubber matting 1 m width Size 1 mtr x 2 mtr _1065611
No category |  |  | 22 KV H.G. fuses - L | 1.18 | 0 | Nos | Labour _ 22 KV H.G. fuses - L _1074307
No category |  |  | 22 KV H.G. fuses - M | 1.18 | 0 | Nos | Labour _ 22 KV H.G. fuses - M _1074339
No category |  |  | 22 KV HT stay - L | 1.18 | 0 | Nos | Labour _ 22 KV HT stay - L _1076029
No category |  |  | 22 KV HT stay - M | 1.18 | 0 | Nos | Labour _ 22 KV HT stay - M _1076028
No category |  |  | 22 KV Incoming + Outgoing SCADA Motorized RMU L | 1.18 | 0 | Nos | Labour _ 22 KV Incoming + Outgoing SCADA Motorized RMU L _1078845
No category |  |  | 22 KV Incoming + Outgoing SCADA Motorized RMU M | 1.18 | 0 | Nos | Labour _ 22 KV Incoming + Outgoing SCADA Motorized RMU M _1078846
No category |  |  | 22 KV L.A. Set - L | 1.18 | 0 | SET | Labour _ 22 KV L.A. Set - L _1076012
No category |  |  | 22 KV L.A. Set - M | 1.18 | 0 | SET | Labour _ 22 KV L.A. Set - M _1076011
No category |  |  | 22 kv LA set - LAB | 1.18 | 0 | Set | Labour _ 22 kv LA set - LAB _1074635
No category |  |  | 22 kv LA set - M | 1.18 | 0 | Set | Labour _ 22 kv LA set - M _1074634
No category |  |  | 22 KV lightening arrestor ( station type) L | 1.18 | 0 | Nos | Labour _ 22 KV lightening arrestor ( station type) L _1077029
No category |  |  | 22 KV lightening arrestor ( station type) M | 1.18 | 0 | Nos | Labour _ 22 KV lightening arrestor ( station type) M _1077030
No category |  |  | 22 KV Pin Insulator - L | 1.18 | 0 | Nos | Labour _ 22 KV Pin Insulator - L _1076014
No category |  |  | 22 KV Pin Insulator - M | 1.18 | 0 | Nos | Labour _ 22 KV Pin Insulator - M _1076013
No category |  |  | 22 KV SF6, Motorized SCADA RMU 1 IN 3 Out - L | 1.18 | 0 | Nos | Labour _ 22 KV SF6, Motorized SCADA RMU 1 IN 3 Out - L _1074311
No category |  |  | 22 KV SF6, Motorized SCADA RMU 1 IN 3 Out - M | 1.18 | 0 | Nos | Labour _ 22 KV SF6, Motorized SCADA RMU 1 IN 3 Out - M _1074343
No category |  |  | 22 KV SF6, Motorized SCADA RMU 2 IN 2 Out - L | 1.18 | 0 | Nos | Labour _ 22 KV SF6, Motorized SCADA RMU 2 IN 2 Out - L _1074312
No category |  |  | 22 KV SF6, Motorized SCADA RMU 2 IN 2 Out - M | 1.18 | 0 | Nos | Labour _ 22 KV SF6, Motorized SCADA RMU 2 IN 2 Out - M _1074344
No category |  |  | 22 KV, 02 Nos of Incoming + 03 Nos Outgoing L | 1.18 | 0 | Nos | Labour _ 22 KV, 02 Nos of Incoming + 03 Nos Outgoing L _1078960
No category |  |  | 22 KV, 02 Nos of Incoming + 03 Nos Outgoing M | 1.18 | 0 | Nos | Labour _ 22 KV, 02 Nos of Incoming + 03 Nos Outgoing M _1078961
No category |  |  | 22 KV, 02 Nos of Incoming + 04 Nos Outgoing SCADA L | 1.18 | 0 | Nos | Labour _ 22 KV, 02 Nos of Incoming + 04 Nos Outgoing SCADA L _1078962
No category |  |  | 22 KV, 02 Nos of Incoming + 04 Nos Outgoing SCADA M | 1.18 | 0 | Nos | Labour _ 22 KV, 02 Nos of Incoming + 04 Nos Outgoing SCADA M _1078963
No category |  |  | 22 KV, 10 MVA transformer with Differential protection L | 1.18 | 0 | Nos | Labour _ 22 KV, 10 MVA transformer with Differential protection L _1077023
No category |  |  | 22 KV, 10 MVA transformer with Differential protection M | 1.18 | 0 | Nos | Labour _ 22 KV, 10 MVA transformer with Differential protection M _1077024
No category |  |  | 22 kV, 25 KA 1250A VCB with seprate C&R Panel L | 1.18 | 0 | Nos | Labour _ 22 kV, 25 KA 1250A VCB with seprate C&R Panel L _1075365
No category |  |  | 22 kV, 25 KA 1250A VCB with seprate C&R Panel M | 1.18 | 0 | Nos | Labour _ 22 kV, 25 KA 1250A VCB with seprate C&R Panel M _1075364
No category |  |  | 22 kV, 25 KA, 1600 Amp Indoor type as Bus Coupler L | 1.18 | 0 | Nos | Labour _ 22 kV, 25 KA, 1600 Amp Indoor type as Bus Coupler L _1078731
No category |  |  | 22 kV, 25 KA, 1600 Amp Indoor type as Bus Coupler M | 1.18 | 0 | Nos | Labour _ 22 kV, 25 KA, 1600 Amp Indoor type as Bus Coupler M _1078732
No category |  |  | 22 kV, 25 KA, 1600 Amp Indoor type VCB as INCOMER No I-VI L | 1.18 | 0 | Nos | Labour _ 22 kV, 25 KA, 1600 Amp Indoor type VCB as INCOMER No I-VI L _1078729
No category |  |  | 22 kV, 25 KA, 1600 Amp Indoor type VCB as INCOMER No I-VI M | 1.18 | 0 | Nos | Labour _ 22 kV, 25 KA, 1600 Amp Indoor type VCB as INCOMER No I-VI M _1078730
No category |  |  | 22 kV, 25 KA, 1600 Amp Indoor type VCB Panel L | 1.18 | 0 | Nos | Labour _ 22 kV, 25 KA, 1600 Amp Indoor type VCB Panel L _1078733
No category |  |  | 22 kV, 25 KA, 1600 Amp Indoor type VCB Panel M | 1.18 | 0 | Nos | Labour _ 22 kV, 25 KA, 1600 Amp Indoor type VCB Panel M _1078734
No category |  |  | 22 kV, 300 Sqmm Indoor type Joint kit L | 1.18 | 0 | Nos | Labour _ 22 kV, 300 Sqmm Indoor type Joint kit L _1078856
No category |  |  | 22 kV, 300 Sqmm Indoor type Joint kit M | 1.18 | 0 | Nos | Labour _ 22 kV, 300 Sqmm Indoor type Joint kit M _1078857
No category |  |  | 22 kV, 3C X 300 sqmm XLPE cable - L | 1.18 | 0 | Mtr. | Labour _ 22 kV, 3C X 300 sqmm XLPE cable - L _1072331
No category |  |  | 22 kV, 3C X 300 sqmm XLPE cable - M | 1.18 | 0 | Mtr. | Labour _ 22 kV, 3C X 300 sqmm XLPE cable - M _1072330
No category |  |  | 22 kV, 3C X 300 sqmm XLPE cable ( Infra ) - L | 1.18 | 0 | Mtr. | Labour _ 22 kV, 3C X 300 sqmm XLPE cable ( Infra ) - L _1072333
No category |  |  | 22 kV, 3C X 300 sqmm XLPE cable ( Infra ) - M | 1.18 | 0 | Mtr. | Labour _ 22 kV, 3C X 300 sqmm XLPE cable ( Infra ) - M _1072332
No category |  |  | 22 KV, 3C X 300 sqmm, HT XLPE cable L | 1 | 0 | Rmt. | Labour _ 22 KV, 3C X 300 sqmm, HT XLPE cable L _1077043
No category |  |  | 22 KV, 3C X 300 sqmm, HT XLPE cable L. | 1.18 | 0 | Rmt. | Labour _ 22 KV, 3C X 300 sqmm, HT XLPE cable L. _1078953
No category |  |  | 22 KV, 3C X 300 sqmm, HT XLPE cable M | 1.18 | 0 | Rmt. | Labour _ 22 KV, 3C X 300 sqmm, HT XLPE cable M _1077044
No category |  |  | 22 kV, 3C X 300 SqmmTouch proof Joint Kit L | 1.18 | 0 | Nos | Labour _ 22 kV, 3C X 300 SqmmTouch proof Joint Kit L _1077047
No category |  |  | 22 kV, 3C X 300 SqmmTouch proof Joint Kit M | 1.18 | 0 | Nos | Labour _ 22 kV, 3C X 300 SqmmTouch proof Joint Kit M _1077048
No category |  |  | 22 kV, 3C X 95 Sqmm Indoor Joint Kit L | 1.18 | 0 | Nos | Labour _ 22 kV, 3C X 95 Sqmm Indoor Joint Kit L _1078742
No category |  |  | 22 kV, 3C X 95 Sqmm Indoor Joint Kit M | 1.18 | 0 | Nos | Labour _ 22 kV, 3C X 95 Sqmm Indoor Joint Kit M _1078743
No category |  |  | 22 KV, 3C X 95 sqmm, HT XLPE cable L | 1.18 | 0 | Rmt. | Labour _ 22 KV, 3C X 95 sqmm, HT XLPE cable L _1078740
No category |  |  | 22 KV, 3C X 95 sqmm, HT XLPE cable M | 1.18 | 0 | Rmt. | Labour _ 22 KV, 3C X 95 sqmm, HT XLPE cable M _1078741
No category |  |  | 22 KV,300 Sqmm X 3C Al Arm HT Cable round armoured m | 1.18 | 0 | Mtr. | Labour _ 22 KV,300 Sqmm X 3C Al Arm HT Cable round armoured m _1079353
No category |  |  | 22 KV,300 Sqmm X 3C Al Arm HT Cable round armoured L | 1.18 | 0 | Mtr. | Labour _ 22 KV,300 Sqmm X 3C Al Arm HT Cable round armoured L _1079352
No category |  |  | 22 KV,95 Sqmm X 3C Al Arm HT Cable round armoured L | 1.18 | 0 | Mtr. | Labour _ 22 KV,95 Sqmm X 3C Al Arm HT Cable round armoured L _1079350
No category |  |  | 22 KV,95 Sqmm X 3C Al Arm HT Cable round armoured M | 1.18 | 0 | Mtr. | Labour _ 22 KV,95 Sqmm X 3C Al Arm HT Cable round armoured M _1079351
No category |  |  | 22 kV/0.415 KV, 315KVA ONAN Type Transformer,Dyn11 L | 0 | 0 | Nos | Labour _ 22 kV/0.415 KV, 315KVA ONAN Type Transformer,Dyn11 L _1067623
No category |  |  | 22 kV/0.415 KV, 315KVA ONAN Type Transformer,Dyn11 M | 0 | 0 | Nos | Labour _ 22 kV/0.415 KV, 315KVA ONAN Type Transformer,Dyn11 M _1067622
No category |  |  | 22 kV/0.415 KV,630KVA ONAN Type Transformer,Dyn11 L | 0 | 0 | Nos | Labour _ 22 kV/0.415 KV,630KVA ONAN Type Transformer,Dyn11 L _1067625
No category |  |  | 22 kV/0.415 KV,630KVA ONAN Type Transformer,Dyn11 M | 0 | 0 | Nos | Labour _ 22 kV/0.415 KV,630KVA ONAN Type Transformer,Dyn11 M _1067624
No category |  |  | 22 kva transformer | 1.18 | 0 | Nos | Labour _ 22 kva transformer _1081855
No category |  |  | 22 U Floor Mount Rack | 1.18 | 0 | Nos | Labour _ 22 U Floor Mount Rack _1075987
No category |  |  | 22. DSS 6/16 Amp switchboard | 0 | 0 | Nos | Labour _ 22. DSS 6/16 Amp switchboard _1070061
No category |  |  | 22. Ph-2 SITC 50mm dia. UPVC Pipe | 1 | 0 | Rmt. | Labour _ 22. Ph-2 SITC 50mm dia. UPVC Pipe _1065844
No category |  |  | 22.1 Labour Chamber for 900x900x1000 | 3836.18 | 0 | Nos | Labour _ 22.1 Labour Chamber for 900x900x1000 _1067934
No category |  |  | 22.7 mm diameter refrigerant suction piping (L) | 1.18 | 0 | Mtr. | Labour _ 22.7 mm diameter refrigerant suction piping (L) _1071830
No category |  |  | 22.7 mm diameter refrigerant suction piping (M) | 1.18 | 0 | Mtr. | Labour _ 22.7 mm diameter refrigerant suction piping (M) _1071829
No category |  |  | 22/0.433 KV, 200 KVA Indoor Type Transformer M | 1.18 | 0 | Nos | Labour _ 22/0.433 KV, 200 KVA Indoor Type Transformer M _1078738
No category |  |  | 22/0.433 KV, 200 KVA Indoor Type Transformer as StationL | 1.18 | 0 | Nos | Labour _ 22/0.433 KV, 200 KVA Indoor Type Transformer as StationL _1078951
No category |  |  | 22/0.433 KV, 200 KVA Indoor Type Transformer as StationM | 1.18 | 0 | Nos | Labour _ 22/0.433 KV, 200 KVA Indoor Type Transformer as StationM _1078952
No category |  |  | 22/0.433 KV, 200 KVA Indoor Type Transformer L | 1.18 | 0 | Nos | Labour _ 22/0.433 KV, 200 KVA Indoor Type Transformer L _1078737
No category |  |  | 22/0.433KV 630KVA outdoor type transformer | 0 | 0 | Nos | Labour _ 22/0.433KV 630KVA outdoor type transformer _9224
No category |  |  | 22/0.433KV 630KVA outdoor type transformer(L) | 0 | 0 | Nos | Labour _ 22/0.433KV 630KVA outdoor type transformer(L) _9989
No category |  |  | 22/0.433KV 630KVA outdoor type transformer(M) | 0 | 0 | Nos | Labour _ 22/0.433KV 630KVA outdoor type transformer(M) _10335
No category |  |  | 22/11 kV, 10 MVA Power Transformer with OLTC & RTCC Panel L | 1.18 | 0 | Nos | Labour _ 22/11 kV, 10 MVA Power Transformer with OLTC & RTCC Panel L _1078727
No category |  |  | 22/11 kV, 10 MVA Power Transformer with OLTC & RTCC Panel M | 1.18 | 0 | Nos | Labour _ 22/11 kV, 10 MVA Power Transformer with OLTC & RTCC Panel M _1078728
No category |  |  | 22000 cfm / 8 mm WG static and 44000 cfm /32 mm WG static L | 1.18 | 0 | Nos | Labour _ 22000 cfm / 8 mm WG static and 44000 cfm /32 mm WG static L _1077645
No category |  |  | 22000 cfm / 8 mm WG static and 44000 cfm /32 mm WG static M | 1.18 | 0 | Nos | Labour _ 22000 cfm / 8 mm WG static and 44000 cfm /32 mm WG static M _1077646
No category |  |  | 2201600m Angular Stop Cock Grohe L | 0 | 0 | Nos | Labour _ 2201600m Angular Stop Cock Grohe L _1065985
No category |  |  | 2201600m Angular Stop Cock Grohe M | 0 | 0 | Nos | Labour _ 2201600m Angular Stop Cock Grohe M _1065984
No category |  |  | 2201600m Angular Stop Cock-1 Grohe L | 0 | 0 | Nos | Labour _ 2201600m Angular Stop Cock-1 Grohe L _1065993
No category |  |  | 2201600m Angular Stop Cock-1 Grohe M | 0 | 0 | Nos | Labour _ 2201600m Angular Stop Cock-1 Grohe M _1065992
No category |  |  | 2201600m Angular Stop Cock-2 Grohe L | 0 | 0 | Nos | Labour _ 2201600m Angular Stop Cock-2 Grohe L _1066013
No category |  |  | 2201600m Angular Stop Cock-2 Grohe M | 0 | 0 | Nos | Labour _ 2201600m Angular Stop Cock-2 Grohe M _1066011
No category |  |  | 2201600m / angle valve 1/2"*1/2" / Grohe-6 L | 0 | 0 | Nos | Labour _ 2201600m / angle valve 1/2"*1/2" / Grohe-6 L _1069729
No category |  |  | 2201600m / angle valve 1/2"*1/2" / Grohe-6 M | 0 | 0 | Nos | Labour _ 2201600m / angle valve 1/2"*1/2" / Grohe-6 M _1069724
No category |  |  | 2201600m / angle valve 1/2"*1/2" / Grohe L | 0 | 0 | Nos | Labour _ 2201600m / angle valve 1/2"*1/2" / Grohe L _1069653
No category |  |  | 2201600m / angle valve 1/2"*1/2" / Grohe M | 0 | 0 | Nos | Labour _ 2201600m / angle valve 1/2"*1/2" / Grohe M _1069649
No category |  |  | 2201600m / angle valve 1/2"*1/2" / Grohe-1 L | 0 | 0 | Nos | Labour _ 2201600m / angle valve 1/2"*1/2" / Grohe-1 L _1069661
No category |  |  | 2201600m / angle valve 1/2"*1/2" / Grohe-1 M | 0 | 0 | Nos | Labour _ 2201600m / angle valve 1/2"*1/2" / Grohe-1 M _1069657
No category |  |  | 2201600m / angle valve 1/2"*1/2" / Grohe-2 L | 0 | 0 | Nos | Labour _ 2201600m / angle valve 1/2"*1/2" / Grohe-2 L _1069758
No category |  |  | 2201600m / angle valve 1/2"*1/2" / Grohe-2 M | 0 | 0 | Nos | Labour _ 2201600m / angle valve 1/2"*1/2" / Grohe-2 M _1069665
No category |  |  | 2201600m / angle valve 1/2"*1/2" / Grohe-7 L | 0 | 0 | Nos | Labour _ 2201600m / angle valve 1/2"*1/2" / Grohe-7 L _1069738
No category |  |  | 2201600m / angle valve 1/2"*1/2" / Grohe-7 M | 0 | 0 | Nos | Labour _ 2201600m / angle valve 1/2"*1/2" / Grohe-7 M _1069734
No category |  |  | 2201600m / angle valve 1/2"*1/2" / Grohe-8 L | 0 | 0 | Nos | Labour _ 2201600m / angle valve 1/2"*1/2" / Grohe-8 L _1069742
No category |  |  | 2201600m / angle valve 1/2"*1/2" / Grohe-8 M | 0 | 0 | Nos | Labour _ 2201600m / angle valve 1/2"*1/2" / Grohe-8 M _1069741
No category |  |  | 2201600m / angle valve 1/2"*1/2" / Grohe-9 L | 0 | 0 | Nos | Labour _ 2201600m / angle valve 1/2"*1/2" / Grohe-9 L _1069744
No category |  |  | 2201600m / angle valve 1/2"*1/2" / Grohe-9 M | 0 | 0 | Nos | Labour _ 2201600m / angle valve 1/2"*1/2" / Grohe-9 M _1069743
No category |  |  | 2201600m/ angle valve 1/2"*1/2" / Grohe M | 0 | 0 | Nos | Labour _ 2201600m/ angle valve 1/2"*1/2" / Grohe M _1069669
No category |  |  | 2201600m/ angle valve 1/2"*1/2" / Grohe-3 L | 0 | 0 | Nos | Labour _ 2201600m/ angle valve 1/2"*1/2" / Grohe-3 L _1069677
No category |  |  | 2201600m/ angle valve 1/2"*1/2" / Grohe-3 M | 0 | 0 | Nos | Labour _ 2201600m/ angle valve 1/2"*1/2" / Grohe-3 M _1069672
No category |  |  | 2201600m/ angle valve 1/2"*1/2" / Grohe-4 L | 0 | 0 | Nos | Labour _ 2201600m/ angle valve 1/2"*1/2" / Grohe-4 L _1069688
No category |  |  | 2201600m/ angle valve 1/2"*1/2" / Grohe-4 M | 0 | 0 | Nos | Labour _ 2201600m/ angle valve 1/2"*1/2" / Grohe-4 M _1069683
No category |  |  | 2201600m/ angle valve 1/2"*1/2" / Grohe-5 L | 0 | 0 | Nos | Labour _ 2201600m/ angle valve 1/2"*1/2" / Grohe-5 L _1069700
No category |  |  | 2201600m/ angle valve 1/2"*1/2" / Grohe-5 L | 0 | 0 | Nos | Labour _ 2201600m/ angle valve 1/2"*1/2" / Grohe-5 L _1069798
No category |  |  | 2201600m/ angle valve 1/2"*1/2" / Grohe-5 M | 0 | 0 | Nos | Labour _ 2201600m/ angle valve 1/2"*1/2" / Grohe-5 M _1069694
No category |  |  | 2250 X 900mm Aluminium Side Entry Manhole L | 0 | 0 | Nos | Labour _ 2250 X 900mm Aluminium Side Entry Manhole L _1069550
No category |  |  | 2250 X 900mm Aluminium Side Entry Manhole M | 0 | 0 | Nos | Labour _ 2250 X 900mm Aluminium Side Entry Manhole M _1068770
No category |  |  | 22KV , 3C x 95 Sq,mm. XLPE cable | 1.18 | 0 | Rmt. | Labour _ 22KV , 3C x 95 Sq,mm. XLPE cable _1073964
No category |  |  | 22KV 25KA,1250A Indoor type switchgear With Ct,PT for O/G L | 1.18 | 0 | Nos | Labour _ 22KV 25KA,1250A Indoor type switchgear With Ct,PT for O/G L _1077021
No category |  |  | 22KV 25KA,1250A Indoor type switchgear With Ct,PT for O/G M | 1.18 | 0 | Nos | Labour _ 22KV 25KA,1250A Indoor type switchgear With Ct,PT for O/G M _1077022
No category |  |  | 22KV 300 sq.mm. 3 core O/D termnation joints. - L | 1.18 | 0 | Nos | Labour _ 22KV 300 sq.mm. 3 core O/D termnation joints. - L _1074310
No category |  |  | 22KV 300 sq.mm. 3 core O/D termnation joints. -M | 1.18 | 0 | Nos | Labour _ 22KV 300 sq.mm. 3 core O/D termnation joints. -M _1074342
No category |  |  | 22KV 300 sq.mm. cable (1 RUN) - L | 1.18 | 0 | Mtr. | Labour _ 22KV 300 sq.mm. cable (1 RUN) - L _1074299
No category |  |  | 22KV 300 sq.mm. cable (1 RUN) - M | 1.18 | 0 | Mtr. | Labour _ 22KV 300 sq.mm. cable (1 RUN) - M _1074331
No category |  |  | 22KV 300 sq.mm. cable (1RUN) Excavation work- L | 1.18 | 0 | Mtr. | Labour _ 22KV 300 sq.mm. cable (1RUN) Excavation work- L _1074300
No category |  |  | 22KV 300 sq.mm. cable (1RUN) Excavation work- M | 1.18 | 0 | Mtr. | Labour _ 22KV 300 sq.mm. cable (1RUN) Excavation work- M _1074333
No category |  |  | 22KV 300 sq.mm. S.T. joint kit. - L | 1.18 | 0 | Nos | Labour _ 22KV 300 sq.mm. S.T. joint kit. - L _1074314
No category |  |  | 22KV 300 sq.mm. S.T. joint kit. - M | 1.18 | 0 | Nos | Labour _ 22KV 300 sq.mm. S.T. joint kit. - M _1074346
No category |  |  | 22KV 300 sq.mm. U.G. cable High Pressure testing - L | 1.18 | 0 | Nos | Labour _ 22KV 300 sq.mm. U.G. cable High Pressure testing - L _1074315
No category |  |  | 22KV 300 sq.mm. U.G. cable High Pressure testing - M | 1.18 | 0 | Nos | Labour _ 22KV 300 sq.mm. U.G. cable High Pressure testing - M _1074347
No category |  |  | 22KV 300 Sqmm Straight Through Joint Kit- L | 1.18 | 0 | Mtr. | Labour _ 22KV 300 Sqmm Straight Through Joint Kit- L _1072335
No category |  |  | 22KV 300 Sqmm Straight Through Joint Kit- M | 1.18 | 0 | Nos | Labour _ 22KV 300 Sqmm Straight Through Joint Kit- M _1072334
No category |  |  | 22KV 3C x 300 Sq.mm Touch Proof Kit (L) | 1.18 | 0 | Nos | Labour _ 22KV 3C x 300 Sq.mm Touch Proof Kit (L) _1074151
No category |  |  | 22KV 3C x 300 Sq.mm Touch Proof Kit (M) | 1.18 | 0 | Nos | Labour _ 22KV 3C x 300 Sq.mm Touch Proof Kit (M) _1074150
No category |  |  | 22KV 3C x 300 sq.mm XLPE cable - M | 1.18 | 0 | Mtr. | Labour _ 22KV 3C x 300 sq.mm XLPE cable - M _1074600
No category |  |  | 22KV 3CX300 Sq.mm XLPE | 1 | 0 | Rmt. | Labour _ 22KV 3CX300 Sq.mm XLPE _9230
No category |  |  | 22KV 95 sq.mm. HT XLPE cable - L | 1.18 | 0 | Mtr. | Labour _ 22KV 95 sq.mm. HT XLPE cable - L _1074316
No category |  |  | 22KV 95 sq.mm. HT XLPE cable - M | 1.18 | 0 | Mtr. | Labour _ 22KV 95 sq.mm. HT XLPE cable - M _1074348
No category |  |  | 22KV HT compact RMU Panel - 2 Incoming & 3 Outgoing | 0 | 0 | Set | Labour _ 22KV HT compact RMU Panel - 2 Incoming & 3 Outgoing _1067373
No category |  |  | 22KV HT compact RMU Panel - 2 Incoming & 4 Outgoing | 0 | 0 | Set | Labour _ 22KV HT compact RMU Panel - 2 Incoming & 4 Outgoing _1067374
No category |  |  | 22KV HT compact RMU panel of 22 KV for 2 I/C & 2 O/G L | 0 | 0 | Nos | Labour _ 22KV HT compact RMU panel of 22 KV for 2 I/C & 2 O/G L _1067621
No category |  |  | 22KV HT compact RMU panel of 22 KV for 2 I/C & 2 O/G M | 0 | 0 | Nos | Labour _ 22KV HT compact RMU panel of 22 KV for 2 I/C & 2 O/G M _1067620
No category |  |  | 22kv metering kiosk | 1 | 0 | Nos | Labour _ 22kv metering kiosk _9255
No category |  |  | 22kv metering kiosk (L) | 1 | 0 | Nos | Labour _ 22kv metering kiosk (L) _9995
No category |  |  | 22kv metering kiosk (M) | 1 | 0 | Nos | Labour _ 22kv metering kiosk (M) _10341
No category |  |  | 22kV metering kiosk with static TOD meter - LAB | 1.18 | 0 | Nos | Labour _ 22kV metering kiosk with static TOD meter - LAB _1074604
No category |  |  | 22kV metering kiosk with static TOD meter - M | 1.18 | 0 | Nos | Labour _ 22kV metering kiosk with static TOD meter - M _1074603
No category |  |  | 22kV, 630A, 16kA/3Sec,1 WAY ,cable in out RMU with VCB - L | 1.18 | 0 | Nos | Labour _ 22kV, 630A, 16kA/3Sec,1 WAY ,cable in out RMU with VCB - L _1074643
No category |  |  | 22kV, 630A, 16kA/3Sec,1 WAY ,cable in out RMU with VCB - M | 1.18 | 0 | Nos | Labour _ 22kV, 630A, 16kA/3Sec,1 WAY ,cable in out RMU with VCB - M _1074644
No category |  |  | 22KV/0.415 KV, 315KVA ONAN Type Transformer | 0 | 0 | Nos | Labour _ 22KV/0.415 KV, 315KVA ONAN Type Transformer _1067375
No category |  |  | 22KV/0.415 KV, 630KVA ONAN Type Transformer | 0 | 0 | Nos | Labour _ 22KV/0.415 KV, 630KVA ONAN Type Transformer _1067376
No category |  |  | 22KV/430V 2 MVA dry cooled outdoor transformer L | 1.18 | 0 | Nos | Labour _ 22KV/430V 2 MVA dry cooled outdoor transformer L _1077116
No category |  |  | 22KV/430V 2 MVA dry cooled outdoor transformer M | 1.18 | 0 | Nos | Labour _ 22KV/430V 2 MVA dry cooled outdoor transformer M _1077117
No category |  |  | 22nd Floor -Gypsum Plaster 12mm thick to walls | 1.18 | 0 | SQM. | Labour _ 22nd Floor -Gypsum Plaster 12mm thick to walls _1071659
No category |  |  | 22nd Floor -Gypsum Plaster 12mm thick to walls above 3.65m | 1.18 | 0 | SQM. | Labour _ 22nd Floor -Gypsum Plaster 12mm thick to walls above 3.65m _1071710
No category |  |  | 22nd Floor -Gypsum Plaster 12mm thick to walls below 3.65m | 1.18 | 0 | SQM. | Labour _ 22nd Floor -Gypsum Plaster 12mm thick to walls below 3.65m _1071761
No category |  |  | 22nd Floor -Gypsum Punning 6mm thick to Ceiling | 1.18 | 0 | SQM. | Labour _ 22nd Floor -Gypsum Punning 6mm thick to Ceiling _1071608
No category |  |  | 22W LED Tube light | 1.18 | 0 | Nos | Labour _ 22W LED Tube light _1072386
No category |  |  | 23. DSS 16A Industrial socket | 0 | 0 | Nos | Labour _ 23. DSS 16A Industrial socket _1070062
No category |  |  | 23. Ph-1 SITC 15mm dia. Domestic water Meter | 1 | 0 | Nos | Labour _ 23. Ph-1 SITC 15mm dia. Domestic water Meter _1065845
No category |  |  | 23.1 Labour for Chamber 1200x1500x1650 | 4130 | 0 | Nos | Labour _ 23.1 Labour for Chamber 1200x1500x1650 _1067935
No category |  |  | 230mm thick Dry Soling | 0 | 0 | Cu.Mtrs | Labour _ 230mm thick Dry Soling _1070284
No category |  |  | 230mm thick Fly Ash Brick Work | 1.18 | 0 | Sqm | Labour _ 230mm thick Fly Ash Brick Work _1072885
No category |  |  | 230mm thick Fly Ash Bricks | 1.18 | 0 | Cu.Mtrs | Labour _ 230mm thick Fly Ash Bricks _1077612
No category |  |  | 230MM Thk Flyash Brick masonary | 1.18 | 0 | Cu.Mtrs | Labour _ 230MM Thk Flyash Brick masonary _1079848
No category |  |  | 23rd Floor -Gypsum Plaster 12mm thick to walls | 1.18 | 0 | SQM. | Labour _ 23rd Floor -Gypsum Plaster 12mm thick to walls _1071660
No category |  |  | 23rd Floor -Gypsum Plaster 12mm thick to walls above 3.65m | 1.18 | 0 | SQM. | Labour _ 23rd Floor -Gypsum Plaster 12mm thick to walls above 3.65m _1071711
No category |  |  | 23rd Floor -Gypsum Plaster 12mm thick to walls below 3.65m | 1.18 | 0 | SQM. | Labour _ 23rd Floor -Gypsum Plaster 12mm thick to walls below 3.65m _1071762
No category |  |  | 23rd Floor -Gypsum Punning 6mm thick to Ceiling | 1.18 | 0 | SQM. | Labour _ 23rd Floor -Gypsum Punning 6mm thick to Ceiling _1071609
No category |  |  | 24 G - 0.6 mm minimum thickness | 1 | 0 | SQM | Labour _ 24 G - 0.6 mm minimum thickness _10406
No category |  |  | 24 G - 0.6 mm minimum thickness G. S. S. Ducting | 0 | 0 | SQMT | Labour _ 24 G - 0.6 mm minimum thickness G. S. S. Ducting _1066825
No category |  |  | 24 G - 0.6 mm minimum thickness G. S. S. Ducting M | 0 | 0 | SQM | Labour _ 24 G - 0.6 mm minimum thickness G. S. S. Ducting M _12206
No category |  |  | 24 G - 0.6 mm minimum thickness G. S. S. Ducting L | 0 | 0 | SQM | Labour _ 24 G - 0.6 mm minimum thickness G. S. S. Ducting L _1066350
No category |  |  | 24 HP ODU refrigerant suction with insulation of material L | 0 | 0 | Rmt. | Labour _ 24 HP ODU refrigerant suction with insulation of material L _1066378
No category |  |  | 24 HP ODU refrigerant suction with insulation of material M | 0 | 0 | Rmt. | Labour _ 24 HP ODU refrigerant suction with insulation of material M _1066228
No category |  |  | 24 HP ODU refrigerant liquid with insulation of material M | 0 | 0 | Rmt. | Labour _ 24 HP ODU refrigerant liquid with insulation of material M _1066237
No category |  |  | 24 HP ODU refrigerant liquid with insulation of materialL | 0 | 0 | Rmt. | Labour _ 24 HP ODU refrigerant liquid with insulation of materialL _1066387
No category |  |  | 24 Hrs Real Time digital Timer Channel(L) | 1 | 0 | Nos | Labour _ 24 Hrs Real Time digital Timer Channel(L) _9934
No category |  |  | 24 Hrs Real Time digital Timer Channel(L+M) | 1 | 0 | Nos | Labour _ 24 Hrs Real Time digital Timer Channel(L+M) _9193
No category |  |  | 24 Hrs Real Time digital Timer Channel(M) | 1 | 0 | Nos | Labour _ 24 Hrs Real Time digital Timer Channel(M) _10280
No category |  |  | 24 Inch Pot and Plate | 1.18 | 0 | Nos | Labour _ 24 Inch Pot and Plate _1076546
No category |  |  | 24 Port Distribution Switch L | 1.18 | 0 | Nos | Labour _ 24 Port Distribution Switch L _1079873
No category |  |  | 24 Port Distribution Switch M | 1.18 | 0 | Nos | Labour _ 24 Port Distribution Switch M _1079874
No category |  |  | 24 PORT FIBER SC-STYLE, MM-OM3, RACK MOUNT FIBER LIU M | 0 | 0 | Nos | Labour _ 24 PORT FIBER SC-STYLE, MM-OM3, RACK MOUNT FIBER LIU M _1066622
No category |  |  | 24 PORT FIBER SC-STYLE, MM-OM3, RACK MOUNT FIBER LIU L | 0 | 0 | Nos | Labour _ 24 PORT FIBER SC-STYLE, MM-OM3, RACK MOUNT FIBER LIU L _1066725
No category |  |  | 24 Port Fully loaded Jack Panel L | 1.18 | 0 | Nos | Labour _ 24 Port Fully loaded Jack Panel L _1077570
No category |  |  | 24 Port Fully loaded Jack Panel M | 1.18 | 0 | Nos | Labour _ 24 Port Fully loaded Jack Panel M _1077571
No category |  |  | 24 port giga Network switch based on power over ethernet app | 1 | 0 | Nos | Labour _ 24 port giga Network switch based on power over ethernet app _1065772
No category |  |  | 24 Port Patch panel Loaded | 1 | 0 | Nos | Labour _ 24 Port Patch panel Loaded _1065773
No category |  |  | 24 Port POE Network Switch (L) | 1.18 | 0 | Nos | Labour _ 24 Port POE Network Switch (L) _1073701
No category |  |  | 24 Port POE Network Switch (M) | 1.18 | 0 | Nos | Labour _ 24 Port POE Network Switch (M) _1073700
No category |  |  | 24 Port POE Switch - L | 1.18 | 0 | Nos | Labour _ 24 Port POE Switch - L _1076417
No category |  |  | 24 Port POE Switch - M | 1.18 | 0 | Nos | Labour _ 24 Port POE Switch - M _1076416
No category |  |  | 24 Zone Fire Telephone System (L) | 1.18 | 0 | Nos | Labour _ 24 Zone Fire Telephone System (L) _1073672
No category |  |  | 24 Zone Fire Telephone System (M) | 1.18 | 0 | Nos | Labour _ 24 Zone Fire Telephone System (M) _1073671
No category |  |  | 24. Ph-1 SITC 20mm dia. Domestic water Meter | 1 | 0 | Nos | Labour _ 24. Ph-1 SITC 20mm dia. Domestic water Meter _1065846
No category |  |  | 24.1 DSS Cieling Fan | 0 | 0 | Nos | Labour _ 24.1 DSS Cieling Fan _1070063
No category |  |  | 24.1 Labour for M15 foundation | 1829 | 0 | Cu.Mtrs | Labour _ 24.1 Labour for M15 foundation _1067936
No category |  |  | 24.2 DSS Exhaust fan | 0 | 0 | Nos | Labour _ 24.2 DSS Exhaust fan _1070064
No category |  |  | 24/72 ACF Vessel Media Cocant 900 IV | 1.18 | 0 | Kg | Labour _ 24/72 ACF Vessel Media Cocant 900 IV _1076623
No category |  |  | 24/72 DMF Vessel Madia | 1.18 | 0 | Kg | Labour _ 24/72 DMF Vessel Madia _1076622
No category |  |  | 24/72 DMF Vessel Media Removed old Media | 1.18 | 0 | Ls | Labour _ 24/72 DMF Vessel Media Removed old Media _1076624
No category |  |  | 240 KLD STP - L | 1.18 | 0 | Nos | Labour _ 240 KLD STP - L _1076225
No category |  |  | 240 KLD STP - M | 1.18 | 0 | Nos | Labour _ 240 KLD STP - M _1076224
No category |  |  | 240 SQMM 3.5 C AL ARM. XLPE CABLE | 1 | 0 | Rmt. | Labour _ 240 SQMM 3.5 C AL ARM. XLPE CABLE _1065661
No category |  |  | 240 SQMM 3.5 C AL ARM. XLPE CABLE END TERMINATION | 1 | 0 | Nos | Labour _ 240 SQMM 3.5 C AL ARM. XLPE CABLE END TERMINATION _1065677
No category |  |  | 2400x1500x1650mm Inspection Chamber | 0 | 0 | EACH | Labour _ 2400x1500x1650mm Inspection Chamber _1068668
No category |  |  | 240W Power Amplifier | 0 | 0 | Nos | Labour _ 240W Power Amplifier _1067840
No category |  |  | 24MP Canon camera with tripod | 0 | 0 | DAY | Labour _ 24MP Canon camera with tripod _1070044
No category |  |  | 24th Floor -Gypsum Plaster 12mm thick to walls | 1.18 | 0 | SQM. | Labour _ 24th Floor -Gypsum Plaster 12mm thick to walls _1071661
No category |  |  | 24th Floor -Gypsum Plaster 12mm thick to walls above 3.65m | 1.18 | 0 | SQM. | Labour _ 24th Floor -Gypsum Plaster 12mm thick to walls above 3.65m _1071712
No category |  |  | 24th Floor -Gypsum Plaster 12mm thick to walls below 3.65m | 1.18 | 0 | SQM. | Labour _ 24th Floor -Gypsum Plaster 12mm thick to walls below 3.65m _1071763
No category |  |  | 24th Floor -Gypsum Punning 6mm thick to Ceiling | 1.18 | 0 | SQM. | Labour _ 24th Floor -Gypsum Punning 6mm thick to Ceiling _1071610
No category |  |  | 24U Network Rack L | 1.18 | 0 | Nos | Labour _ 24U Network Rack L _1077568
No category |  |  | 24U Network Rack M | 1.18 | 0 | Nos | Labour _ 24U Network Rack M _1077569
No category |  |  | 24V/10A SMPS Power Supply pack with Battery | 0 | 0 | Nos | Labour _ 24V/10A SMPS Power Supply pack with Battery _1067827
No category |  |  | 24W LED Ceiling Light (L) | 1.18 | 0 | Nos | Labour _ 24W LED Ceiling Light (L) _1074875
No category |  |  | 24W LED Ceiling Light (M) | 1.18 | 0 | Nos | Labour _ 24W LED Ceiling Light (M) _1074874
No category |  |  | 25 % against issuance of work order | 1.18 | 0 | Lumsum | Labour _ 25 % against issuance of work order _1071229
No category |  |  | 25 A 4 P 100/300 MA RCCB - L | 1.18 | 0 | Nos | Labour _ 25 A 4 P 100/300 MA RCCB - L _1076666
No category |  |  | 25 A 4 P 100/300 MA RCCB - M | 1.18 | 0 | Nos | Labour _ 25 A 4 P 100/300 MA RCCB - M _1076665
No category |  |  | 25 A DP MCB with Enclosure (L) | 1.18 | 0 | Nos | Labour _ 25 A DP MCB with Enclosure (L) _1072072
No category |  |  | 25 A DP MCB with Enclosure (M) | 1.18 | 0 | Nos | Labour _ 25 A DP MCB with Enclosure (M) _1072071
No category |  |  | 25 A FP MCB with Enclosure (L) | 1.18 | 0 | Nos | Labour _ 25 A FP MCB with Enclosure (L) _1072070
No category |  |  | 25 A FP MCB with Enclosure (M) | 1.18 | 0 | Nos | Labour _ 25 A FP MCB with Enclosure (M) _1072069
No category |  |  | 25 Amp FP ELMCB with 100 mA sensitivity | 0 | 0 | Nos | Labour _ 25 Amp FP ELMCB with 100 mA sensitivity _1066840
No category |  |  | 25 Amp FP ELMCB with 100 mA sensitivity M | 0 | 0 | Nos | Labour _ 25 Amp FP ELMCB with 100 mA sensitivity M _1066252
No category |  |  | 25 Amp FP ELMCB with 100 mA sensitivity M | 0 | 0 | Nos | Labour _ 25 Amp FP ELMCB with 100 mA sensitivity M _1066256
No category |  |  | 25 Amp FP ELMCB with 100 mA sensitivity L | 0 | 0 | Nos | Labour _ 25 Amp FP ELMCB with 100 mA sensitivity L _1066400
No category |  |  | 25 Amp FP ELMCB with 100 mA sensitivity L | 0 | 0 | Nos | Labour _ 25 Amp FP ELMCB with 100 mA sensitivity L _1066401
No category |  |  | 25 HP Dewatering Pump On Rent | 1.18 | 0 | DAY | Labour _ 25 HP Dewatering Pump On Rent _1078879
No category |  |  | 25 HP Dewatering Pump Rental | 1.18 | 0 | DAY | Labour _ 25 HP Dewatering Pump Rental _1081649
No category |  |  | 25 HP Three Phase Vertical Opnewell Pump | 1.18 | 0 | MONTH | Labour _ 25 HP Three Phase Vertical Opnewell Pump _1076999
No category |  |  | 25 mm air relief valve | 1.18 | 0 | Nos | Labour _ 25 mm air relief valve _1079844
No category |  |  | 25 mm air relief valve L | 1.18 | 0 | EACH | Labour _ 25 mm air relief valve L _1080393
No category |  |  | 25 mm air relief valve M | 1.18 | 0 | EACH | Labour _ 25 mm air relief valve M _1080394
No category |  |  | 25 mm class c Gi Pipe For Road Crossing L | 1.18 | 0 | Mtr. | Labour _ 25 mm class c Gi Pipe For Road Crossing L _1081814
No category |  |  | 25 mm class c Gi Pipe For Road Crossing M | 1.18 | 0 | Mtr. | Labour _ 25 mm class c Gi Pipe For Road Crossing M _1081815
No category |  |  | 25 mm Descaling Plug for condenser L | 1.18 | 0 | Nos | Labour _ 25 mm Descaling Plug for condenser L _1080753
No category |  |  | 25 mm Descaling Plug for condenser M | 1.18 | 0 | Nos | Labour _ 25 mm Descaling Plug for condenser M _1080754
No category |  |  | 25 mm dia MMS FR PVC conduit for park L | 1.18 | 0 | Rmt. | Labour _ 25 mm dia MMS FR PVC conduit for park L _11704
No category |  |  | 25 mm dia MMS FR PVC conduit for park M | 1.18 | 0 | Rmt. | Labour _ 25 mm dia MMS FR PVC conduit for park M _11703
No category |  |  | 25 mm dia MMS FR PVC conduit for TEL L | 1.18 | 0 | Rmt. | Labour _ 25 mm dia MMS FR PVC conduit for TEL L _11702
No category |  |  | 25 mm dia MMS FR PVC conduit for TEL M | 1.18 | 0 | Rmt. | Labour _ 25 mm dia MMS FR PVC conduit for TEL M _11701
No category |  |  | 25 mm dia MMS FR PVC conduit for TV L | 1.18 | 0 | Nos | Labour _ 25 mm dia MMS FR PVC conduit for TV L _11700
No category |  |  | 25 mm dia MMS FR PVC conduit for TV M | 1.18 | 0 | Rmt. | Labour _ 25 mm dia MMS FR PVC conduit for TV M _11699
No category |  |  | 25 mm dia - 290 mm depth | 1.18 | 0 | Nos | Labour _ 25 mm dia - 290 mm depth _1078240
No category |  |  | 25 mm dia brass ball valve (PN 10-25) (L) | 1.18 | 0 | Nos | Labour _ 25 mm dia brass ball valve (PN 10-25) (L) _1071892
No category |  |  | 25 mm dia brass ball valve (PN 10-25) (M) | 1.18 | 0 | Nos | Labour _ 25 mm dia brass ball valve (PN 10-25) (M) _1071891
No category |  |  | 25 mm dia brass Ball Valve of PN 16 M | 0 | 0 | Nos | Labour _ 25 mm dia brass Ball Valve of PN 16 M _11790
No category |  |  | 25 mm dia brass Ball Valve of PN 16 L | 0 | 0 | Nos | Labour _ 25 mm dia brass Ball Valve of PN 16 L _237438
No category |  |  | 25 mm dia brass Ball valve PN 10-25 (L) | 1.18 | 0 | Nos | Labour _ 25 mm dia brass Ball valve PN 10-25 (L) _1071850
No category |  |  | 25 mm dia brass Ball valve PN 10-25 (M) | 1.18 | 0 | Nos | Labour _ 25 mm dia brass Ball valve PN 10-25 (M) _1071851
No category |  |  | 25 mm dia HMS FRPVC for electrical wires. M | 0 | 0 | Rmt. | Labour _ 25 mm dia HMS FRPVC for electrical wires. M _10949
No category |  |  | 25 mm dia HMS FRPVC for electrical wires. L | 0 | 0 | Rmt. | Labour _ 25 mm dia HMS FRPVC for electrical wires. L _11552
No category |  |  | 25 mm dia MMS FR PVC conduit for Telephone cable L | 0 | 0 | Rmt. | Labour _ 25 mm dia MMS FR PVC conduit for Telephone cable L _1067487
No category |  |  | 25 mm dia MMS FR PVC conduit for Telephone cable M | 0 | 0 | Rmt. | Labour _ 25 mm dia MMS FR PVC conduit for Telephone cable M _1067486
No category |  |  | 25 mm dia MMS FR PVC conduit for TV cable L | 0 | 0 | Rmt. | Labour _ 25 mm dia MMS FR PVC conduit for TV cable L _1067484
No category |  |  | 25 mm dia MMS FR PVC conduit for TV cable M | 0 | 0 | Rmt. | Labour _ 25 mm dia MMS FR PVC conduit for TV cable M _1067483
No category |  |  | 25 mm dia MMS FR PVC wall conduit L | 0 | 0 | Rmt. | Labour _ 25 mm dia MMS FR PVC wall conduit L _1067567
No category |  |  | 25 mm dia MMS FR PVC wall conduit M | 0 | 0 | Rmt. | Labour _ 25 mm dia MMS FR PVC wall conduit M _1067566
No category |  |  | 25 mm dia MMS FR PVC wall conduit for vertical L | 0 | 0 | Rmt. | Labour _ 25 mm dia MMS FR PVC wall conduit for vertical L _1067489
No category |  |  | 25 mm dia MMS FR PVC wall conduit for vertical M | 0 | 0 | Rmt. | Labour _ 25 mm dia MMS FR PVC wall conduit for vertical M _1067488
No category |  |  | 25 mm dia Nominal bore | 0 | 0 | Rmt. | Labour _ 25 mm dia Nominal bore _1071279
No category |  |  | 25 mm dia PVC Conduit. | 0 | 0 | Rmt. | Labour _ 25 mm dia PVC Conduit. _1069421
No category |  |  | 25 mm Dia PVC pipe in False celling & consealed in wall | 1 | 0 | Rmt. | Labour _ 25 mm Dia PVC pipe in False celling & consealed in wall _1065701
No category |  |  | 25 mm dia spring actuated air release valve | 1 | 0 | Nos | Labour _ 25 mm dia spring actuated air release valve _10460
No category |  |  | 25 mm dia spring actuated air release valve(M) | 1 | 0 | Nos | Labour _ 25 mm dia spring actuated air release valve(M) _11095
No category |  |  | 25 mm dia. Brass valve Domestic & Flushing L | 0 | 0 | Nos | Labour _ 25 mm dia. Brass valve Domestic & Flushing L _1069505
No category |  |  | 25 mm dia. Brass valve Domestic & Flushing M | 0 | 0 | Nos | Labour _ 25 mm dia. Brass valve Domestic & Flushing M _1068728
No category |  |  | 25 mm dia. Slow Closing Actuator(PN-10) L | 1.18 | 0 | Nos | Labour _ 25 mm dia. Slow Closing Actuator(PN-10) L _1077774
No category |  |  | 25 mm dia. Slow Closing Actuator(PN-10) M | 1.18 | 0 | Nos | Labour _ 25 mm dia. Slow Closing Actuator(PN-10) M _1077775
No category |  |  | 25 mm dia. (N.B. of pipe) C-PVC SDR 11 Class Pipes M | 0 | 0 | Rmt. | Labour _ 25 mm dia. (N.B. of pipe) C-PVC SDR 11 Class Pipes M _11912
No category |  |  | 25 mm dia. (N.B. of pipe) C-PVC SDR 11 Class Pipes L | 0 | 0 | Rmt. | Labour _ 25 mm dia. (N.B. of pipe) C-PVC SDR 11 Class Pipes L _12254
No category |  |  | 25 mm dia. (N.B. of pipe) SCH 40 U-PVC L | 0 | 0 | Rmt. | Labour _ 25 mm dia. (N.B. of pipe) SCH 40 U-PVC L _1069476
No category |  |  | 25 mm dia. (N.B. of pipe) SCH 40 U-PVC M | 0 | 0 | Rmt. | Labour _ 25 mm dia. (N.B. of pipe) SCH 40 U-PVC M _1068699
No category |  |  | 25 mm dia. (N.B. of pipe) SCH 80 U-PVC L | 0 | 0 | Rmt. | Labour _ 25 mm dia. (N.B. of pipe) SCH 80 U-PVC L _1069485
No category |  |  | 25 mm dia. (N.B. of pipe) SCH 80 U-PVC M | 0 | 0 | Rmt. | Labour _ 25 mm dia. (N.B. of pipe) SCH 80 U-PVC M _1068708
No category |  |  | 25 mm dia. (N.B. of pipe) SCH 80 U-PVC Basement L | 0 | 0 | Rmt. | Labour _ 25 mm dia. (N.B. of pipe) SCH 80 U-PVC Basement L _1069493
No category |  |  | 25 mm dia. (N.B. of pipe) SCH 80 U-PVC Basement M | 0 | 0 | Rmt. | Labour _ 25 mm dia. (N.B. of pipe) SCH 80 U-PVC Basement M _1068716
No category |  |  | 25 mm dia. (N.B. of pipe) UPVC - L | 1.18 | 0 | Mtr. | Labour _ 25 mm dia. (N.B. of pipe) UPVC - L _1075187
No category |  |  | 25 mm dia. (N.B. of pipe) UPVC - M | 1.18 | 0 | Mtr. | Labour _ 25 mm dia. (N.B. of pipe) UPVC - M _1075186
No category |  |  | 25 mm dia. Air Release Valve(PN-10) M | 0 | 0 | Nos | Labour _ 25 mm dia. Air Release Valve(PN-10) M _11973
No category |  |  | 25 mm dia. Air Release Valve(PN-10) - L | 1.18 | 0 | Nos | Labour _ 25 mm dia. Air Release Valve(PN-10) - L _1075329
No category |  |  | 25 mm dia. Air Release Valve(PN-10) - M | 1.18 | 0 | Nos | Labour _ 25 mm dia. Air Release Valve(PN-10) - M _1075328
No category |  |  | 25 mm dia. Air Release Valve(PN-10)L | 0 | 0 | Nos | Labour _ 25 mm dia. Air Release Valve(PN-10)L _12314
No category |  |  | 25 mm dia. Air Release Valve(PN-25 M | 0 | 0 | Nos | Labour _ 25 mm dia. Air Release Valve(PN-25 M _11976
No category |  |  | 25 mm dia. Air Release Valve(PN-25 L | 0 | 0 | Nos | Labour _ 25 mm dia. Air Release Valve(PN-25 L _12317
No category |  |  | 25 mm dia. G.M. Ball valve (PN-25) M | 0 | 0 | Nos | Labour _ 25 mm dia. G.M. Ball valve (PN-25) M _11946
No category |  |  | 25 mm dia. G.M. Ball valve (PN-25) L | 0 | 0 | Nos | Labour _ 25 mm dia. G.M. Ball valve (PN-25) L _12287
No category |  |  | 25 mm dia. Non Return Gun Metal Valve of (PN-10) M | 0 | 0 | Nos | Labour _ 25 mm dia. Non Return Gun Metal Valve of (PN-10) M _11954
No category |  |  | 25 mm dia. Non Return Gun Metal Valve of (PN-10) L | 0 | 0 | Nos | Labour _ 25 mm dia. Non Return Gun Metal Valve of (PN-10) L _12295
No category |  |  | 25 mm dia. Pressure Reducing Brass Valve(PN-10) M | 0 | 0 | Nos | Labour _ 25 mm dia. Pressure Reducing Brass Valve(PN-10) M _11967
No category |  |  | 25 mm dia. Pressure Reducing Brass Valve(PN-10) L | 0 | 0 | Nos | Labour _ 25 mm dia. Pressure Reducing Brass Valve(PN-10) L _12308
No category |  |  | 25 mm dia. Pressure Reducing Brass Valve(PN-10) Downtake L | 0 | 0 | Nos | Labour _ 25 mm dia. Pressure Reducing Brass Valve(PN-10) Downtake L _1069524
No category |  |  | 25 mm dia. Pressure Reducing Brass Valve(PN-10) Downtake M | 0 | 0 | Nos | Labour _ 25 mm dia. Pressure Reducing Brass Valve(PN-10) Downtake M _1068746
No category |  |  | 25 mm dia.(N.B. of pipe)ASTM - D 1785 SCH 40 U-PVC Pipe M | 0 | 0 | Rmt. | Labour _ 25 mm dia.(N.B. of pipe)ASTM - D 1785 SCH 40 U-PVC Pipe M _11937
No category |  |  | 25 mm dia.(N.B. of pipe)ASTM - D 1785 SCH 40 U-PVC Pipe L | 0 | 0 | Rmt. | Labour _ 25 mm dia.(N.B. of pipe)ASTM - D 1785 SCH 40 U-PVC Pipe L _12278
No category |  |  | 25 mm dia.(N.B. of pipe)ASTM - D 1785 SCH 80 U-PVC Pipe M | 0 | 0 | Rmt. | Labour _ 25 mm dia.(N.B. of pipe)ASTM - D 1785 SCH 80 U-PVC Pipe M _11930
No category |  |  | 25 mm dia.(N.B. of pipe)ASTM - D 1785 SCH 80 U-PVC Pipe L | 0 | 0 | Rmt. | Labour _ 25 mm dia.(N.B. of pipe)ASTM - D 1785 SCH 80 U-PVC Pipe L _12271
No category |  |  | 25 mm dia.brass Ball Valve L | 1.18 | 0 | Nos | Labour _ 25 mm dia.brass Ball Valve L _1079531
No category |  |  | 25 mm dia.brass Ball Valve M | 1.18 | 0 | Nos | Labour _ 25 mm dia.brass Ball Valve M _1079532
No category |  |  | 25 mm diameter, nominal bore PRV | 1.18 | 0 | Nos | Labour _ 25 mm diameter, nominal bore PRV _1070857
No category |  |  | 25 mm GI Conduit For OPEN SERFACE FOR BASEMENT M | 0 | 0 | Rmt. | Labour _ 25 mm GI Conduit For OPEN SERFACE FOR BASEMENT M _1069916
No category |  |  | 25 mm GI Conduit For OPEN SERFACE FOR BASEMENT L | 0 | 0 | Rmt. | Labour _ 25 mm GI Conduit For OPEN SERFACE FOR BASEMENT L _1069917
No category |  |  | 25 mm M.S Pipe Class C (L) | 1.18 | 0 | Rmt. | Labour _ 25 mm M.S Pipe Class C (L) _1074361
No category |  |  | 25 mm M.S Pipe Class C (M) | 1.18 | 0 | Rmt. | Labour _ 25 mm M.S Pipe Class C (M) _1074360
No category |  |  | 25 mm MMS grade PVC conduit | 1 | 0 | Rmt. | Labour _ 25 mm MMS grade PVC conduit _1065786
No category |  |  | 25 mm PVC Conduit L | 0 | 0 | Rmt. | Labour _ 25 mm PVC Conduit L _1069915
No category |  |  | 25 mm PVC Conduit M | 0 | 0 | Rmt. | Labour _ 25 mm PVC Conduit M _1069914
No category |  |  | 25 mm Rock Anchoring -Drilling & Grouting | 0 | 0 | Nos | Labour _ 25 mm Rock Anchoring -Drilling & Grouting _1067307
No category |  |  | 25 mm thick thermal insulation (L) | 1.18 | 0 | Sq.Mtr | Labour _ 25 mm thick thermal insulation (L) _1075970
No category |  |  | 25 mm thick thermal insulation (M) | 1.18 | 0 | Sq.Mtr | Labour _ 25 mm thick thermal insulation (M) _1075969
No category |  |  | 25 mm Water line connection | 1.18 | 0 | Nos | Labour _ 25 mm Water line connection _1078290
No category |  |  | 25 MM X 3 MM Copper Earthing Strip | 1.18 | 0 | Mtr. | Labour _ 25 MM X 3 MM Copper Earthing Strip _1070791
No category |  |  | 25 MM X 3 MM G.I. | 1.18 | 0 | Mtr. | Labour _ 25 MM X 3 MM G.I. _1070790
No category |  |  | 25 NB Ball Valve of PN 16 L | 0 | 0 | Nos | Labour _ 25 NB Ball Valve of PN 16 L _1065599
No category |  |  | 25 NB Ball Valve of PN 16 M | 0 | 0 | Nos | Labour _ 25 NB Ball Valve of PN 16 M _1065598
No category |  |  | 25 NB G.I.' C' Class ERW Heavy duty pipes L | 0 | 0 | Rmt. | Labour _ 25 NB G.I.' C' Class ERW Heavy duty pipes L _1065572
No category |  |  | 25 NB G.I.' C' Class ERW Heavy duty pipes M | 0 | 0 | Rmt. | Labour _ 25 NB G.I.' C' Class ERW Heavy duty pipes M _1065571
No category |  |  | 25 SQMM 3.5 C AL ARM XLPE CABLE | 1 | 0 | Rmt. | Labour _ 25 SQMM 3.5 C AL ARM XLPE CABLE _1065669
No category |  |  | 25 SQMM 3.5 C AL ARM XLPE CABLE END TERMINATION | 1 | 0 | Nos | Labour _ 25 SQMM 3.5 C AL ARM XLPE CABLE END TERMINATION _1065685
No category |  |  | 25 X 3 mm Earthing Patti Installation | 1 | 0 | Nos | Labour _ 25 X 3 mm Earthing Patti Installation _1070615
No category |  |  | 25 x 3 mm. Cu strip | 1.18 | 0 | Rmt. | Labour _ 25 x 3 mm. Cu strip _11344
No category |  |  | 25 x 3 mm. Cu strip M | 0 | 0 | Rmt. | Labour _ 25 x 3 mm. Cu strip M _10712
No category |  |  | 25 x 3 mm. GI strip. M | 0 | 0 | Rmt. | Labour _ 25 x 3 mm. GI strip. M _10710
No category |  |  | 25 x 3 mm. GI strip. L | 0 | 0 | Rmt. | Labour _ 25 x 3 mm. GI strip. L _11342
No category |  |  | 25 x 3 mm. GI strip. grid (L) | 0 | 0 | Rmt. | Labour _ 25 x 3 mm. GI strip. grid (L) _10693
No category |  |  | 25 x 3 mm. GI strip. grid (M) | 0 | 0 | Rmt. | Labour _ 25 x 3 mm. GI strip. grid (M) _10692
No category |  |  | 25 x 3mm Cu strip with sleeves M | 0 | 0 | Rmt. | Labour _ 25 x 3mm Cu strip with sleeves M _11250
No category |  |  | 25 x 3mm Cu strip with sleeves L | 0 | 0 | Rmt. | Labour _ 25 x 3mm Cu strip with sleeves L _11591
No category |  |  | 25 x 3mm GI Strip - L | 1.18 | 0 | Mtr. | Labour _ 25 x 3mm GI Strip - L _1076025
No category |  |  | 25 x 3mm GI Strip - M | 1.18 | 0 | Mtr. | Labour _ 25 x 3mm GI Strip - M _1076024
No category |  |  | 25 X 3mm, 150mm length, thick annealed Copper Earth BB (L) | 1 | 0 | Nos | Labour _ 25 X 3mm, 150mm length, thick annealed Copper Earth BB (L) _9910
No category |  |  | 25 X 3mm, 150mm length, thick annealed Copper Earth BB (L+M) | 1 | 0 | Nos | Labour _ 25 X 3mm, 150mm length, thick annealed Copper Earth BB (L+M) _9126
No category |  |  | 25 X 3mm, 150mm length, thick annealed Copper Earth BB (M) | 1 | 0 | Nos | Labour _ 25 X 3mm, 150mm length, thick annealed Copper Earth BB (M) _10256
No category |  |  | 25 x 6 mm. Cu strip M | 0 | 0 | Rmt. | Labour _ 25 x 6 mm. Cu strip M _10711
No category |  |  | 25 x 6 mm. Cu strip L | 0 | 0 | Rmt. | Labour _ 25 x 6 mm. Cu strip L _11343
No category |  |  | 25 x 6 mm. GI strip | 1.18 | 0 | Rmt. | Labour _ 25 x 6 mm. GI strip _11341
No category |  |  | 25 x 6 mm. GI strip. M | 0 | 0 | Rmt. | Labour _ 25 x 6 mm. GI strip. M _10709
No category |  |  | 25 x 6mm Cu strip with sleeves M | 0 | 0 | Rmt. | Labour _ 25 x 6mm Cu strip with sleeves M _11249
No category |  |  | 25 x 6mm Cu strip with sleeves L | 0 | 0 | Rmt. | Labour _ 25 x 6mm Cu strip with sleeves L _11590
No category |  |  | 25% against Execution | 1.18 | 0 | Job | Labour _ 25% against Execution _1073763
No category |  |  | 25% against Specification | 1.18 | 0 | Job | Labour _ 25% against Specification _1073760
No category |  |  | 25% - During Construction Stage | 0 | 0 | Nos | Labour _ 25% - During Construction Stage _1071240
No category |  |  | 25% against submission of tender drawings with BOQ | 1.18 | 0 | Lumsum | Labour _ 25% against submission of tender drawings with BOQ _1071231
No category |  |  | 25% shall be equally divided by number of casting slabs. | 1.18 | 0 | Lumsum | Labour _ 25% shall be equally divided by number of casting slabs. _1071225
No category |  |  | 25. Ph-1 SITC 25mm dia. Domestic water Meter | 1 | 0 | Rmt. | Labour _ 25. Ph-1 SITC 25mm dia. Domestic water Meter _1065847
No category |  |  | 25.1 DSS 3Cx4 Sqmm cable | 0 | 0 | Nos | Labour _ 25.1 DSS 3Cx4 Sqmm cable _1070065
No category |  |  | 25.1 Labour for 50mm DWC HDPE Pipe | 23.6 | 0 | Rmt. | Labour _ 25.1 Labour for 50mm DWC HDPE Pipe _1067937
No category |  |  | 25.2 DSS 2Rx2.5 sqmm flexible wire | 0 | 0 | Rmt. | Labour _ 25.2 DSS 2Rx2.5 sqmm flexible wire _1070066
No category |  |  | 25.3 DSS 2Rx4 sqmm flexible wire | 0 | 0 | Rmt. | Labour _ 25.3 DSS 2Rx4 sqmm flexible wire _1070067
No category |  |  | 250 A 4P MCCB IN M.S.ENCLOSURE-for office L | 1.18 | 0 | Nos | Labour _ 250 A 4P MCCB IN M.S.ENCLOSURE-for office L _1079171
No category |  |  | 250 A 4P MCCB IN M.S.ENCLOSURE-for office M | 1.18 | 0 | Nos | Labour _ 250 A 4P MCCB IN M.S.ENCLOSURE-for office M _1079172
No category |  |  | 250 A 4P MCCB with Enclosure | 1.18 | 0 | Nos | Labour _ 250 A 4P MCCB with Enclosure _1070684
No category |  |  | 250 DIA PVC PIPE L | 1.18 | 0 | Rmt. | Labour _ 250 DIA PVC PIPE L _1078415
No category |  |  | 250 DIA PVC PIPE M | 1.18 | 0 | Rmt. | Labour _ 250 DIA PVC PIPE M _1078416
No category |  |  | 250 mm Dia C.I. Sluice valves as per IS:14846 PN -10 | 1 | 0 | Nos | Labour _ 250 mm Dia C.I. Sluice valves as per IS:14846 PN -10 _10482
No category |  |  | 250 mm Dia C.I. Sluice valves as per IS:14846 PN -10(M) | 1 | 0 | Nos | Labour _ 250 mm Dia C.I. Sluice valves as per IS:14846 PN -10(M) _11113
No category |  |  | 250 mm dia. 6 Kg/cm2 Agriculture PVC pipe M | 0 | 0 | Rmt. | Labour _ 250 mm dia. 6 Kg/cm2 Agriculture PVC pipe M _12029
No category |  |  | 250 mm dia. 6 Kg/cm2 Agriculture PVC pipe L | 0 | 0 | Rmt. | Labour _ 250 mm dia. 6 Kg/cm2 Agriculture PVC pipe L _12363
No category |  |  | 250 mm dia. 6 Kg/cm2 Agriculture PVC Pipe at Basement L | 0 | 0 | Rmt. | Labour _ 250 mm dia. 6 Kg/cm2 Agriculture PVC Pipe at Basement L _1069602
No category |  |  | 250 mm dia. 6 Kg/cm2 Agriculture PVC Pipe at Basement M | 0 | 0 | Rmt. | Labour _ 250 mm dia. 6 Kg/cm2 Agriculture PVC Pipe at Basement M _1069156
No category |  |  | 250 mm dia. 6 Kg/cm2 Agriculture PVC Pipe For rainwater L | 1.18 | 0 | Rmt. | Labour _ 250 mm dia. 6 Kg/cm2 Agriculture PVC Pipe For rainwater L _1080071
No category |  |  | 250 mm dia. 6 Kg/cm2 Agriculture PVC Pipe For rainwater M | 1.18 | 0 | Rmt. | Labour _ 250 mm dia. 6 Kg/cm2 Agriculture PVC Pipe For rainwater M _1080072
No category |  |  | 250 mm dia. G.I. Pipe Inserts M | 0 | 0 | Nos | Labour _ 250 mm dia. G.I. Pipe Inserts M _11987
No category |  |  | 250 mm dia. G.I. Pipe Inserts L | 0 | 0 | Nos | Labour _ 250 mm dia. G.I. Pipe Inserts L _12328
No category |  |  | 250 mm dia. G.I. Pipe Inserts is 600mm L | 0 | 0 | Nos | Labour _ 250 mm dia. G.I. Pipe Inserts is 600mm L _1069546
No category |  |  | 250 mm dia. G.I. Pipe Inserts is 600mm M | 0 | 0 | Nos | Labour _ 250 mm dia. G.I. Pipe Inserts is 600mm M _1068765
No category |  |  | 250 mm dia. PVC SWR Type-B (L) | 1.18 | 0 | Mtr. | Labour _ 250 mm dia. PVC SWR Type-B (L) _1075705
No category |  |  | 250 mm dia. PVC SWR Type-B (M) | 1.18 | 0 | Mtr. | Labour _ 250 mm dia. PVC SWR Type-B (M) _1075704
No category |  |  | 250 mm dia. RCC NP2 Class (HUME) Pipe L | 0 | 0 | Rmt. | Labour _ 250 mm dia. RCC NP2 Class (HUME) Pipe L _1067189
No category |  |  | 250 mm dia. RCC NP2 Class (HUME) Pipe M | 0 | 0 | Rmt. | Labour _ 250 mm dia. RCC NP2 Class (HUME) Pipe M _1067188
No category |  |  | 250 mm dia. SN4/SN8 Rigid PVC Pipes L | 0 | 0 | Rmt. | Labour _ 250 mm dia. SN4/SN8 Rigid PVC Pipes L _1069629
No category |  |  | 250 mm dia. SN4/SN8 Rigid PVC Pipes M | 0 | 0 | Rmt. | Labour _ 250 mm dia. SN4/SN8 Rigid PVC Pipes M _1069185
No category |  |  | 250 mm nominal dia GI C Class Pipe As Per IS 1239 | 1 | 0 | Rmt. | Labour _ 250 mm nominal dia GI C Class Pipe As Per IS 1239 _10470
No category |  |  | 250 mm nominal dia GI C Class Pipe As Per IS 1239 (M) | 1 | 0 | Rmt. | Labour _ 250 mm nominal dia GI C Class Pipe As Per IS 1239 (M) _11102
No category |  |  | 250 mm sweep exhaust fans M | 0 | 0 | Nos | Labour _ 250 mm sweep exhaust fans M _11283
No category |  |  | 250 mm sweep exhaust fans L | 0 | 0 | Nos | Labour _ 250 mm sweep exhaust fans L _11612
No category |  |  | 250 mm sweep exhaust fans L+M | 1.18 | 0 | Nos | Labour _ 250 mm sweep exhaust fans L+M _9439
No category |  |  | 250 mm sweep exhaust fans(L) | 1.18 | 0 | Nos | Labour _ 250 mm sweep exhaust fans(L) _9972
No category |  |  | 250 mm sweep exhaust fans(M) | 1.18 | 0 | Nos | Labour _ 250 mm sweep exhaust fans(M) _10318
No category |  |  | 250 mm wide Granite Wall Top | 1.18 | 0 | Rmt. | Labour _ 250 mm wide Granite Wall Top _6206
No category |  |  | 250 NB Butterfly valves PN 16 pressure M | 0 | 0 | Nos | Labour _ 250 NB Butterfly valves PN 16 pressure M _11817
No category |  |  | 250 NB Butterfly valves PN 16 pressure L | 0 | 0 | Nos | Labour _ 250 NB Butterfly valves PN 16 pressure L _453462
No category |  |  | 250 NB Butterfly valves PN 25 pressure M | 0 | 0 | Nos | Labour _ 250 NB Butterfly valves PN 25 pressure M _11818
No category |  |  | 250 NB Butterfly valves PN 25 pressure L | 0 | 0 | Nos | Labour _ 250 NB Butterfly valves PN 25 pressure L _462463
No category |  |  | 250A 4P Isolator in readymade box enclosure. M | 0 | 0 | Nos | Labour _ 250A 4P Isolator in readymade box enclosure. M _10851
No category |  |  | 250A 4P Isolator in readymade box enclosure. L | 0 | 0 | Nos | Labour _ 250A 4P Isolator in readymade box enclosure. L _11469
No category |  |  | 250A 4P MCB in readymade box enclosure | 0 | 0 | Nos | Labour _ 250A 4P MCB in readymade box enclosure _1067748
No category |  |  | 250A 4P MCCB in readymade box enclosure (L) | 1.18 | 0 | Nos | Labour _ 250A 4P MCCB in readymade box enclosure (L) _1072170
No category |  |  | 250A 4P MCCB in readymade box enclosure (M) | 1.18 | 0 | Nos | Labour _ 250A 4P MCCB in readymade box enclosure (M) _1072169
No category |  |  | 250KVA DG Panel L | 0 | 0 | Nos | Labour _ 250KVA DG Panel L _1069884
No category |  |  | 250KVA DG Panel M | 0 | 0 | Nos | Labour _ 250KVA DG Panel M _1069883
No category |  |  | 250mm Core cutting 8 inch | 1.18 | 0 | Nos | Labour _ 250mm Core cutting 8 inch _1078664
No category |  |  | 250mm coupler | 1.18 | 0 | Nos | Labour _ 250mm coupler _1081508
No category |  |  | 250mm dia 6 Kg/cm2 Agriculture PVC pipe pipe laid in floor L | 0 | 0 | Rmt. | Labour _ 250mm dia 6 Kg/cm2 Agriculture PVC pipe pipe laid in floor L _1069579
No category |  |  | 250mm dia 6 Kg/cm2 Agriculture PVC pipe pipe laid in floor M | 0 | 0 | Rmt. | Labour _ 250mm dia 6 Kg/cm2 Agriculture PVC pipe pipe laid in floor M _1068786
No category |  |  | 250mm dia MS pipe 6mm thick | 0 | 0 | Rmt. | Labour _ 250mm dia MS pipe 6mm thick _1073004
No category |  |  | 250mm dia non return valve PN 1.0 rating | 0 | 0 | Nos | Labour _ 250mm dia non return valve PN 1.0 rating _1073003
No category |  |  | 250mm dia PVC Pipe | 0 | 0 | Rmt. | Labour _ 250mm dia PVC Pipe _1066826
No category |  |  | 250mm dia. CI Horizotal Y-Type Strainer M | 0 | 0 | Nos | Labour _ 250mm dia. CI Horizotal Y-Type Strainer M _11822
No category |  |  | 250mm dia. CI Horizotal Y-Type Strainer L | 0 | 0 | Nos | Labour _ 250mm dia. CI Horizotal Y-Type Strainer L _498467
No category |  |  | 250mm dia. CI recoil check valve or non-return valve,PN 16 L | 0 | 0 | Nos | Labour _ 250mm dia. CI recoil check valve or non-return valve,PN 16 L _543472
No category |  |  | 250mm dia. CI recoil check valve or non-return valve,PN 16 M | 0 | 0 | Nos | Labour _ 250mm dia. CI recoil check valve or non-return valve,PN 16 M _11827
No category |  |  | 250mm dia. CI recoil check valve or non-return valve,PN 25 L | 0 | 0 | Nos | Labour _ 250mm dia. CI recoil check valve or non-return valve,PN 25 L _570475
No category |  |  | 250mm dia. CI recoil check valve or non-return valve,PN 25 M | 0 | 0 | Nos | Labour _ 250mm dia. CI recoil check valve or non-return valve,PN 25 M _11830
No category |  |  | 250mm dia. G.I.' C' Class ERW Heavy duty pipes M | 0 | 0 | Rmt. | Labour _ 250mm dia. G.I.' C' Class ERW Heavy duty pipes M _11814
No category |  |  | 250mm dia. G.I.' C' Class ERW Heavy duty pipes L | 0 | 0 | Rmt. | Labour _ 250mm dia. G.I.' C' Class ERW Heavy duty pipes L _426459
No category |  |  | 250mm dia. G.I.' C' Class ERW Heavy duty pipes-1 L | 0 | 0 | Rmt. | Labour _ 250mm dia. G.I.' C' Class ERW Heavy duty pipes-1 L _1065559
No category |  |  | 250mm dia. G.I.' C' Class ERW Heavy duty pipes-1 M | 0 | 0 | Rmt. | Labour _ 250mm dia. G.I.' C' Class ERW Heavy duty pipes-1 M _1065558
No category |  |  | 250mm dia. Sluice valves of PN 16 M | 0 | 0 | Nos | Labour _ 250mm dia. Sluice valves of PN 16 M _11833
No category |  |  | 250mm dia. Sluice valves of PN 16 L | 0 | 0 | Nos | Labour _ 250mm dia. Sluice valves of PN 16 L _597478
No category |  |  | 250mm HDPE Pipe | 0 | 0 | Rmt. | Labour _ 250mm HDPE Pipe _1068640
No category |  |  | 250mm RCC NP3 Pipe | 0 | 0 | Rmt. | Labour _ 250mm RCC NP3 Pipe _1068650
No category |  |  | 250mm Sluice Valve PN10 | 0 | 0 | EACH | Labour _ 250mm Sluice Valve PN10 _1068648
No category |  |  | 250mm Stubend | 1.18 | 0 | Nos | Labour _ 250mm Stubend _1081506
No category |  |  | 250mm sweep exhaust fan with frame,bird protection louver L | 0 | 0 | Nos | Labour _ 250mm sweep exhaust fan with frame,bird protection louver L _1067655
No category |  |  | 250mm sweep exhaust fan with frame,bird protection louver L | 0 | 0 | No Unit | Labour _ 250mm sweep exhaust fan with frame,bird protection louver L _1067658
No category |  |  | 250mm sweep exhaust fan with frame,bird protection louver M | 0 | 0 | Nos | Labour _ 250mm sweep exhaust fan with frame,bird protection louver M _1067654
No category |  |  | 250MM UPVC SWR TYPE B pipes & fittings Vertical down take L | 1.18 | 0 | Rmt. | Labour _ 250MM UPVC SWR TYPE B pipes & fittings Vertical down take L _1080342
No category |  |  | 250MM UPVC SWR TYPE B pipes & fittings Vertical down take M | 1.18 | 0 | Rmt. | Labour _ 250MM UPVC SWR TYPE B pipes & fittings Vertical down take M _1080343
No category |  |  | 250mm wide drain channel MS grating Heavy Duty L | 1.18 | 0 | Rmt. | Labour _ 250mm wide drain channel MS grating Heavy Duty L _1080404
No category |  |  | 250mm wide drain channel MS grating Heavy Duty M | 1.18 | 0 | Rmt. | Labour _ 250mm wide drain channel MS grating Heavy Duty M _1080403
No category |  |  | 250NB C class sleeves 600mm | 1.18 | 0 | Nos | Labour _ 250NB C class sleeves 600mm _1081342
No category |  |  | 250X200X80 MS Tee Long | 1.18 | 0 | Nos | Labour _ 250X200X80 MS Tee Long _1081505
No category |  |  | 250X250X80 MS Tee Long | 1.18 | 0 | Nos | Labour _ 250X250X80 MS Tee Long _1081504
No category |  |  | 25A FP MCB (C-curve) L | 1.18 | 0 | Set | Labour _ 25A FP MCB (C-curve) L _1076939
No category |  |  | 25A FP MCB (C-curve) M | 1.18 | 0 | Set | Labour _ 25A FP MCB (C-curve) M _1076940
No category |  |  | 25A FP MCB WITH Enclosure for Offices.IP43 Rating | 1 | 0 | Nos | Labour _ 25A FP MCB WITH Enclosure for Offices.IP43 Rating _1065747
No category |  |  | 25A, 30mA DP ELCB / RCCB | 1 | 0 | Nos | Labour _ 25A, 30mA DP ELCB / RCCB _9110
No category |  |  | 25A, 30mA DP ELCB / RCCB (L) | 1 | 0 | Nos | Labour _ 25A, 30mA DP ELCB / RCCB (L) _9931
No category |  |  | 25A, 30mA DP ELCB / RCCB (L+M) | 1 | 0 | Nos | Labour _ 25A, 30mA DP ELCB / RCCB (L+M) _9190
No category |  |  | 25A, 30mA DP ELCB / RCCB (M) | 1 | 0 | Nos | Labour _ 25A, 30mA DP ELCB / RCCB (M) _10277
No category |  |  | 25A, 30mA DP ELCB / RCCB (L) | 1 | 0 | Nos | Labour _ 25A, 30mA DP ELCB / RCCB (L) _9895
No category |  |  | 25A, 30mA DP ELCB / RCCB (M) | 1 | 0 | Nos | Labour _ 25A, 30mA DP ELCB / RCCB (M) _10241
No category |  |  | 25A, Two Pole Power Contactor (L) | 1 | 0 | Nos | Labour _ 25A, Two Pole Power Contactor (L) _9933
No category |  |  | 25A, Two Pole Power Contactor (L+M) | 1 | 0 | Nos | Labour _ 25A, Two Pole Power Contactor (L+M) _9192
No category |  |  | 25A, Two Pole Power Contactor (M) | 1 | 0 | Nos | Labour _ 25A, Two Pole Power Contactor (M) _10279
No category |  |  | 25HP Dewatering Mud Pump On Rent | 1.18 | 0 | DAY | Labour _ 25HP Dewatering Mud Pump On Rent _1077308
No category |  |  | 25HP Mud Pump with accessories | 0 | 0 | DAY | Labour _ 25HP Mud Pump with accessories _1070966
No category |  |  | 25HP Mud Pump with all accessories | 0 | 0 | Nos | Labour _ 25HP Mud Pump with all accessories _1070959
No category |  |  | 25mm brass ball valve of PN16 M | 0 | 0 | Nos | Labour _ 25mm brass ball valve of PN16 M _11885
No category |  |  | 25mm brass ball valve of PN16 L | 0 | 0 | Nos | Labour _ 25mm brass ball valve of PN16 L _1038527
No category |  |  | 25mm Brass Ball Valve PN10 | 0 | 0 | Nos | Labour _ 25mm Brass Ball Valve PN10 _1068637
No category |  |  | 25mm Brass Ball Valve PN10 L | 1.18 | 0 | Nos | Labour _ 25mm Brass Ball Valve PN10 L _1077522
No category |  |  | 25mm Brass Ball Valve PN10 M | 1.18 | 0 | Nos | Labour _ 25mm Brass Ball Valve PN10 M _1077523
No category |  |  | 25mm ceiling conduit | 1.18 | 0 | Rmt. | Labour _ 25mm ceiling conduit _1079029
No category |  |  | 25mm conduit pipe - L | 1.18 | 0 | Mtr. | Labour _ 25mm conduit pipe - L _1076536
No category |  |  | 25mm conduit pipe - M | 1.18 | 0 | Mtr. | Labour _ 25mm conduit pipe - M _1076535
No category |  |  | 25mm Descaling Plugs for Chillers L | 1.18 | 0 | Nos | Labour _ 25mm Descaling Plugs for Chillers L _1080694
No category |  |  | 25mm Descaling Plugs for Chillers M | 1.18 | 0 | Nos | Labour _ 25mm Descaling Plugs for Chillers M _1080695
No category |  |  | 25mm Dia ( U ) Easyfit SCH-40 Pipe with all accessories-L | 1.18 | 0 | Mtr. | Labour _ 25mm Dia ( U ) Easyfit SCH-40 Pipe with all accessories-L _1077363
No category |  |  | 25mm Dia ( U ) Easyfit SCH-40 Pipe with all accessories-M | 1.18 | 0 | Mtr. | Labour _ 25mm Dia ( U ) Easyfit SCH-40 Pipe with all accessories-M _1077362
No category |  |  | 25mm dia - 250mm depth | 1.18 | 0 | Nos | Labour _ 25mm dia - 250mm depth _1077551
No category |  |  | 25mm dia 3mm thick GI conduit. M | 0 | 0 | Rmt. | Labour _ 25mm dia 3mm thick GI conduit. M _10950
No category |  |  | 25mm dia 3mm thick GI conduit. L | 0 | 0 | Rmt. | Labour _ 25mm dia 3mm thick GI conduit. L _11553
No category |  |  | 25mm dia accessories and valves | 0 | 0 | Nos | Labour _ 25mm dia accessories and valves _1071280
No category |  |  | 25mm dia air release valve -Labour | 1.18 | 0 | Nos | Labour _ 25mm dia air release valve -Labour _1073512
No category |  |  | 25mm dia air release valve -Material | 1.18 | 0 | Nos | Labour _ 25mm dia air release valve -Material _1073358
No category |  |  | 25mm dia Automatic Air Release Valve | 1 | 0 | Nos | Labour _ 25mm dia Automatic Air Release Valve _10496
No category |  |  | 25mm dia Automatic Air Release Valve (L) | 1.18 | 0 | Nos | Labour _ 25mm dia Automatic Air Release Valve (L) _1071858
No category |  |  | 25mm dia Automatic Air Release Valve (M) | 1 | 0 | Nos | Labour _ 25mm dia Automatic Air Release Valve (M) _11127
No category |  |  | 25mm dia Automatic Air Release Valve For Terrace Loop | 1 | 0 | Nos | Labour _ 25mm dia Automatic Air Release Valve For Terrace Loop _10642
No category |  |  | 25mm Dia CPVC SDR-11 Pipe with all accessories-L | 1.18 | 0 | Mtr. | Labour _ 25mm Dia CPVC SDR-11 Pipe with all accessories-L _1077361
No category |  |  | 25mm Dia CPVC SDR-11 Pipe with all accessories-M | 1.18 | 0 | Mtr. | Labour _ 25mm Dia CPVC SDR-11 Pipe with all accessories-M _1077360
No category |  |  | 25mm dia gun metal air release valves of PN 16 M | 0 | 0 | Nos | Labour _ 25mm dia gun metal air release valves of PN 16 M _11789
No category |  |  | 25mm dia gun metal air release valves of PN 16 L | 0 | 0 | Nos | Labour _ 25mm dia gun metal air release valves of PN 16 L _228437
No category |  |  | 25mm dia gun metal air release valves of PN 16-1 L | 0 | 0 | Nos | Labour _ 25mm dia gun metal air release valves of PN 16-1 L _1065595
No category |  |  | 25mm dia gun metal air release valves of PN 16-1 M | 0 | 0 | Nos | Labour _ 25mm dia gun metal air release valves of PN 16-1 M _1065594
No category |  |  | 25mm dia MS pole foundation | 1.18 | 0 | Nos | Labour _ 25mm dia MS pole foundation _1076194
No category |  |  | 25mm dia spring actuated ARV suitable for pressure 1.5 time | 1 | 0 | Nos | Labour _ 25mm dia spring actuated ARV suitable for pressure 1.5 time _10453
No category |  |  | 25mm dia spring actuated ARV suitable pressure 1.5 time(M) | 1 | 0 | Nos | Labour _ 25mm dia spring actuated ARV suitable pressure 1.5 time(M) _11088
No category |  |  | 25mm Dia UPVC Pipe , Schedule 40 with Supports - L | 1.18 | 0 | Mtr. | Labour _ 25mm Dia UPVC Pipe , Schedule 40 with Supports - L _1075809
No category |  |  | 25mm Dia UPVC Pipe , Schedule 40 with Supports - M | 1.18 | 0 | Mtr. | Labour _ 25mm Dia UPVC Pipe , Schedule 40 with Supports - M _1075808
No category |  |  | 25mm dia. (N.B. of pipe) UPVC SCH 40 Class Pipes L | 1.18 | 0 | Rmt. | Labour _ 25mm dia. (N.B. of pipe) UPVC SCH 40 Class Pipes L _1080182
No category |  |  | 25mm dia. (N.B. of pipe) UPVC SCH 40 Class Pipes M | 1.18 | 0 | Rmt. | Labour _ 25mm dia. (N.B. of pipe) UPVC SCH 40 Class Pipes M _1080183
No category |  |  | 25mm dia. (N.B. of pipe)-Internal cold water supply L | 0 | 0 | Rmt. | Labour _ 25mm dia. (N.B. of pipe)-Internal cold water supply L _1069454
No category |  |  | 25mm dia. (N.B. of pipe)-Internal cold water supply M | 0 | 0 | Rmt. | Labour _ 25mm dia. (N.B. of pipe)-Internal cold water supply M _1068676
No category |  |  | 25mm dia. (N.B. of pipe)-Internal flush water supply L | 0 | 0 | Rmt. | Labour _ 25mm dia. (N.B. of pipe)-Internal flush water supply L _1069457
No category |  |  | 25mm dia. (N.B. of pipe)-Internal flush water supply M | 0 | 0 | Rmt. | Labour _ 25mm dia. (N.B. of pipe)-Internal flush water supply M _1068678
No category |  |  | 25mm dia. brass Ball Valve of PN 16 M | 0 | 0 | Nos | Labour _ 25mm dia. brass Ball Valve of PN 16 M _11835
No category |  |  | 25mm dia. brass Ball Valve of PN 16 L | 0 | 0 | Nos | Labour _ 25mm dia. brass Ball Valve of PN 16 L _615480
No category |  |  | 25mm dia. brass Ball Valve of PN 16-1 L | 0 | 0 | Nos | Labour _ 25mm dia. brass Ball Valve of PN 16-1 L _1065578
No category |  |  | 25mm dia. brass Ball Valve of PN 16-1 M | 0 | 0 | Nos | Labour _ 25mm dia. brass Ball Valve of PN 16-1 M _1065577
No category |  |  | 25mm dia. brass Ball Valve of PN 25 L | 0 | 0 | Nos | Labour _ 25mm dia. brass Ball Valve of PN 25 L _1069830
No category |  |  | 25mm dia. brass Ball Valve of PN 25 M | 0 | 0 | Nos | Labour _ 25mm dia. brass Ball Valve of PN 25 M _1069829
No category |  |  | 25mm dia. G.I.' C' Class ERW Heavy duty pipes-1 L | 0 | 0 | Rmt. | Labour _ 25mm dia. G.I.' C' Class ERW Heavy duty pipes-1 L _1069851
No category |  |  | 25mm dia. G.I.' C' Class ERW Heavy duty pipes-1 M | 0 | 0 | Rmt. | Labour _ 25mm dia. G.I.' C' Class ERW Heavy duty pipes-1 M _1069850
No category |  |  | 25mm dia. G.M. Ball (PN-10) M | 0 | 0 | Nos | Labour _ 25mm dia. G.M. Ball (PN-10) M _11918
No category |  |  | 25mm dia. G.M. Ball (PN-10) L | 0 | 0 | Nos | Labour _ 25mm dia. G.M. Ball (PN-10) L _12260
No category |  |  | 25mm dia. LHSFT PVC conduit. | 1.18 | 0 | Rmt. | Labour _ 25mm dia. LHSFT PVC conduit. _1067687
No category |  |  | 25mm dia. LHSFT PVC conduit. - L+M | 1.18 | 0 | Rmt. | Labour _ 25mm dia. LHSFT PVC conduit. - L+M _6012
No category |  |  | 25mm dia. Non Return CI Valve of (PN-10) L | 1.18 | 0 | Nos | Labour _ 25mm dia. Non Return CI Valve of (PN-10) L _1077528
No category |  |  | 25mm dia. Non Return CI Valve of (PN-10) M | 1.18 | 0 | Nos | Labour _ 25mm dia. Non Return CI Valve of (PN-10) M _1077529
No category |  |  | 25mm dia.Brass valve L | 0 | 0 | Rmt. | Labour _ 25mm dia.Brass valve L _1069466
No category |  |  | 25mm dia.Brass valve M | 0 | 0 | Nos | Labour _ 25mm dia.Brass valve M _1068688
No category |  |  | 25mm dia.G.I.' C' Class ERW Heavy duty pipes M | 0 | 0 | Rmt. | Labour _ 25mm dia.G.I.' C' Class ERW Heavy duty pipes M _11812
No category |  |  | 25mm dia.G.I.' C' Class ERW Heavy duty pipes L | 0 | 0 | Rmt. | Labour _ 25mm dia.G.I.' C' Class ERW Heavy duty pipes L _408457
No category |  |  | 25mm dia.insulation to hot water supply lines L | 0 | 0 | Rmt. | Labour _ 25mm dia.insulation to hot water supply lines L _1067148
No category |  |  | 25mm dia.insulation to hot water supply lines M | 0 | 0 | Rmt. | Labour _ 25mm dia.insulation to hot water supply lines M _1067147
No category |  |  | 25MM Double coat sand faced plaster | 1.18 | 0 | SQM | Labour _ 25MM Double coat sand faced plaster _9633
No category |  |  | 25mm Drill Bit & Core cut in Rcc Beam | 1.18 | 0 | Nos | Labour _ 25mm Drill Bit & Core cut in Rcc Beam _1079664
No category |  |  | 25mm Float valves | 1.18 | 0 | Nos | Labour _ 25mm Float valves _1078562
No category |  |  | 25mm G.I. `C' class pipe in short lengths M | 0 | 0 | Rmt. | Labour _ 25mm G.I. `C' class pipe in short lengths M _11788
No category |  |  | 25mm G.I. `C' class pipe in short lengths L | 0 | 0 | Rmt. | Labour _ 25mm G.I. `C' class pipe in short lengths L _219436
No category |  |  | 25mm MMS PVC conduit | 0 | 0 | Rmt. | Labour _ 25mm MMS PVC conduit _1070338
No category |  |  | 25MM MMS PVC Conduit L | 1.18 | 0 | Rmt. | Labour _ 25MM MMS PVC Conduit L _1077727
No category |  |  | 25MM MMS PVC Conduit M | 1.18 | 0 | Rmt. | Labour _ 25MM MMS PVC Conduit M _1077726
No category |  |  | 25mm MS conduit | 1.18 | 0 | Mtr. | Labour _ 25mm MS conduit _1070746
No category |  |  | 25mm NB Dia GI C Class Pipe - L | 1.18 | 0 | Mtr. | Labour _ 25mm NB Dia GI C Class Pipe - L _1071381
No category |  |  | 25mm NB Dia GI C Class Pipe - M | 1.18 | 0 | Mtr. | Labour _ 25mm NB Dia GI C Class Pipe - M _1071380
No category |  |  | 25mm NB Domestic Water Meter | 0 | 0 | Nos | Labour _ 25mm NB Domestic Water Meter _1068634
No category |  |  | 25mm PVC Conduit - L | 1.18 | 0 | Mtr. | Labour _ 25mm PVC Conduit - L _1076382
No category |  |  | 25mm PVC Conduit - M | 1.18 | 0 | Mtr. | Labour _ 25mm PVC Conduit - M _1076381
No category |  |  | 25mm PVC Conduit from Passage Tray to ELV DB of Shop L | 1.18 | 0 | Mtr. | Labour _ 25mm PVC Conduit from Passage Tray to ELV DB of Shop L _1077458
No category |  |  | 25mm PVC Conduit from Passage Tray to ELV DB of Shop M | 1.18 | 0 | Mtr. | Labour _ 25mm PVC Conduit from Passage Tray to ELV DB of Shop M _1077459
No category |  |  | 25mm PVC FRLS Conduit - L | 1.18 | 0 | Mtr. | Labour _ 25mm PVC FRLS Conduit - L _1076770
No category |  |  | 25mm PVC FRLS Conduit - M | 1.18 | 0 | Mtr. | Labour _ 25mm PVC FRLS Conduit - M _1076769
No category |  |  | 25mm PVC MMS Conduit L | 1.18 | 0 | Mtr. | Labour _ 25mm PVC MMS Conduit L _1077421
No category |  |  | 25mm PVC MMS Conduit M | 1.18 | 0 | Mtr. | Labour _ 25mm PVC MMS Conduit M _1077422
No category |  |  | 25mm thick MDF batten cladding | 0 | 0 | Sqm | Labour _ 25mm thick MDF batten cladding _1073812
No category |  |  | 25mm thk double coat randha plaster | 1.18 | 0 | Sqm | Labour _ 25mm thk double coat randha plaster _1073049
No category |  |  | 25mm thk double coat sponge plaster | 1.18 | 0 | Sqm | Labour _ 25mm thk double coat sponge plaster _1073048
No category |  |  | 25MM thk. Double coat Float finish Sand Faced | 1 | 0 | Sqm | Labour _ 25MM thk. Double coat Float finish Sand Faced _1068589
No category |  |  | 25mm uPVC pipes of SCH80 | 0 | 0 | Rmt. | Labour _ 25mm uPVC pipes of SCH80 _1068631
No category |  |  | 25mm wide 12mm thk MDF Stripes | 0 | 0 | Sqm | Labour _ 25mm wide 12mm thk MDF Stripes _1072703
No category |  |  | 25mm x 3 mm GI. Strip conductor of Grid for Lightening Arres | 1 | 0 | Nos | Labour _ 25mm x 3 mm GI. Strip conductor of Grid for Lightening Arres _1065730
No category |  |  | 25mm x 3 mm GI. Strip down conductor on SMC insulator | 1 | 0 | Nos | Labour _ 25mm x 3 mm GI. Strip down conductor on SMC insulator _1065729
No category |  |  | 25mm x 3 mm GI. Strip down conductor on SMC insulator L | 0 | 0 | Rmt. | Labour _ 25mm x 3 mm GI. Strip down conductor on SMC insulator L _11358
No category |  |  | 25mm x 3 mm GI. Strip down conductor on SMC insulator M | 0 | 0 | Rmt. | Labour _ 25mm x 3 mm GI. Strip down conductor on SMC insulator M _10727
No category |  |  | 25mm x 3 mm GI. Strip in ground for Lightening Arrestor. M | 0 | 0 | Rmt. | Labour _ 25mm x 3 mm GI. Strip in ground for Lightening Arrestor. M _11231
No category |  |  | 25mm x 3 mm GI. Strip in ground for Lightening Arrestor. L | 0 | 0 | Rmt. | Labour _ 25mm x 3 mm GI. Strip in ground for Lightening Arrestor. L _11581
No category |  |  | 25mm X 3mm Cu Strip L | 1.18 | 0 | Nos | Labour _ 25mm X 3mm Cu Strip L _1078891
No category |  |  | 25mm X 3mm Cu Strip M | 1.18 | 0 | Nos | Labour _ 25mm X 3mm Cu Strip M _1078892
No category |  |  | 25mm X 3mm GI Patti with Saddles and necessary hardwares L | 1.18 | 0 | Mtr. | Labour _ 25mm X 3mm GI Patti with Saddles and necessary hardwares L _1077438
No category |  |  | 25mm X 3mm GI Patti with Saddles and necessary hardwares M | 1.18 | 0 | Mtr. | Labour _ 25mm X 3mm GI Patti with Saddles and necessary hardwares M _1077439
No category |  |  | 25mm X 3mm HDGI Patti with saddles layoing on tray L | 1.18 | 0 | Mtr. | Labour _ 25mm X 3mm HDGI Patti with saddles layoing on tray L _1076985
No category |  |  | 25mm X 3mm HDGI Patti with saddles layoing on tray M | 1.18 | 0 | Mtr. | Labour _ 25mm X 3mm HDGI Patti with saddles layoing on tray M _1076986
No category |  |  | 25SqmmX3CCOuter sheathed Meter Panelto Shop -L | 1.18 | 0 | Mtr. | Labour _ 25SqmmX3CCOuter sheathed Meter Panelto Shop -L _1077764
No category |  |  | 25SqmmX3CCOuter sheathed Meter Panelto Shop -M | 1.18 | 0 | Mtr. | Labour _ 25SqmmX3CCOuter sheathed Meter Panelto Shop -M _1077765
No category |  |  | 25th Floor -Gypsum Plaster 12mm thick to walls | 1.18 | 0 | SQM. | Labour _ 25th Floor -Gypsum Plaster 12mm thick to walls _1071662
No category |  |  | 25th Floor -Gypsum Plaster 12mm thick to walls above 3.65m | 1.18 | 0 | SQM. | Labour _ 25th Floor -Gypsum Plaster 12mm thick to walls above 3.65m _1071713
No category |  |  | 25th Floor -Gypsum Plaster 12mm thick to walls below 3.65m | 1.18 | 0 | SQM. | Labour _ 25th Floor -Gypsum Plaster 12mm thick to walls below 3.65m _1071764
No category |  |  | 25th Floor -Gypsum Punning 6mm thick to Ceiling | 1.18 | 0 | SQM. | Labour _ 25th Floor -Gypsum Punning 6mm thick to Ceiling _1071611
No category |  |  | 25x3 Cu conductor For Neutral Earthing | 1 | 0 | Rmt. | Labour _ 25x3 Cu conductor For Neutral Earthing _1065622
No category |  |  | 25x6mm Earth Strip Installation in Lift for Lift (L) | 1.18 | 0 | Mtr. | Labour _ 25x6mm Earth Strip Installation in Lift for Lift (L) _1070702
No category |  |  | 25x6mm Earth Strip Installation in Lift for Lift (M) | 1.18 | 0 | Mtr. | Labour _ 25x6mm Earth Strip Installation in Lift for Lift (M) _1070701
No category |  |  | 25x6mm Earth Strip Installation in Lift for Lift Commissi(L) | 1.18 | 0 | Mtr. | Labour _ 25x6mm Earth Strip Installation in Lift for Lift Commissi(L) _1070810
No category |  |  | 26 G G.S.S Ducting (L) | 1.18 | 0 | Sq.Mtr | Labour _ 26 G G.S.S Ducting (L) _1075966
No category |  |  | 26 G G.S.S Ducting (M) | 1.18 | 0 | Sq.Mtr | Labour _ 26 G G.S.S Ducting (M) _1075965
No category |  |  | 26. Ph-1 SITC 40mm dia. Domestic water Meter | 1 | 0 | Nos | Labour _ 26. Ph-1 SITC 40mm dia. Domestic water Meter _1065848
No category |  |  | 26.1 DSS S & I Ceiling fan | 0 | 0 | Nos | Labour _ 26.1 DSS S & I Ceiling fan _1070068
No category |  |  | 26.1 Labour for 150mm HDPE Pipe | 126.26 | 0 | Rmt. | Labour _ 26.1 Labour for 150mm HDPE Pipe _1067938
No category |  |  | 26.2 DSS Tube light | 0 | 0 | Nos | Labour _ 26.2 DSS Tube light _1070069
No category |  |  | 26.3 DSS Street light | 0 | 0 | Nos | Labour _ 26.3 DSS Street light _1070070
No category |  |  | 26.4 DSS Exhaust 450mm | 0 | 0 | Nos | Labour _ 26.4 DSS Exhaust 450mm _1070071
No category |  |  | 26088001 / Overhead Shower / Grohe L | 0 | 0 | Nos | Labour _ 26088001 / Overhead Shower / Grohe L _1069721
No category |  |  | 26088001 / Overhead Shower / Grohe M | 0 | 0 | Nos | Labour _ 26088001 / Overhead Shower / Grohe M _1069718
No category |  |  | 26088001 / Overhead Shower / Grohe L | 0 | 0 | Nos | Labour _ 26088001 / Overhead Shower / Grohe L _1069715
No category |  |  | 26088001 / Overhead Shower / Grohe M | 0 | 0 | Nos | Labour _ 26088001 / Overhead Shower / Grohe M _1069712
No category |  |  | 26352000 Health Faucet Grohe L | 0 | 0 | Nos | Labour _ 26352000 Health Faucet Grohe L _1065987
No category |  |  | 26352000 Health Faucet Grohe M | 0 | 0 | Nos | Labour _ 26352000 Health Faucet Grohe M _1065986
No category |  |  | 26th Floor -Gypsum Plaster 12mm thick to walls | 1.18 | 0 | SQM. | Labour _ 26th Floor -Gypsum Plaster 12mm thick to walls _1071663
No category |  |  | 26th Floor -Gypsum Plaster 12mm thick to walls above 3.65m | 1.18 | 0 | SQM. | Labour _ 26th Floor -Gypsum Plaster 12mm thick to walls above 3.65m _1071714
No category |  |  | 26th Floor -Gypsum Plaster 12mm thick to walls below 3.65m | 1.18 | 0 | SQM. | Labour _ 26th Floor -Gypsum Plaster 12mm thick to walls below 3.65m _1071765
No category |  |  | 26th Floor -Gypsum Punning 6mm thick to Ceiling | 1.18 | 0 | SQM. | Labour _ 26th Floor -Gypsum Punning 6mm thick to Ceiling _1071612
No category |  |  | 27. DSS Octogonal street light pole | 0 | 0 | Nos | Labour _ 27. DSS Octogonal street light pole _1070072
No category |  |  | 27. Ph-1 SITC 50mm dia. Domestic water Meter | 1 | 0 | Nos | Labour _ 27. Ph-1 SITC 50mm dia. Domestic water Meter _1065849
No category |  |  | 27.1 Labour for 25mm dia Foundation Bolt | 147.5 | 0 | Nos | Labour _ 27.1 Labour for 25mm dia Foundation Bolt _1067939
No category |  |  | 27th Floor -Gypsum Plaster 12mm thick to walls | 1.18 | 0 | SQM. | Labour _ 27th Floor -Gypsum Plaster 12mm thick to walls _1071664
No category |  |  | 27th Floor -Gypsum Plaster 12mm thick to walls above 3.65m | 1.18 | 0 | SQM. | Labour _ 27th Floor -Gypsum Plaster 12mm thick to walls above 3.65m _1071715
No category |  |  | 27th Floor -Gypsum Plaster 12mm thick to walls below 3.65m | 1.18 | 0 | SQM. | Labour _ 27th Floor -Gypsum Plaster 12mm thick to walls below 3.65m _1071766
No category |  |  | 27th Floor -Gypsum Punning 6mm thick to Ceiling | 1.18 | 0 | SQM. | Labour _ 27th Floor -Gypsum Punning 6mm thick to Ceiling _1071613
No category |  |  | 27U RACK (800 X 800)MM FLOOR MOUNTED CLOSED RACK L | 0 | 0 | Nos | Labour _ 27U RACK (800 X 800)MM FLOOR MOUNTED CLOSED RACK L _1069795
No category |  |  | 27U RACK (800 X 800)MM FLOOR MOUNTED CLOSED RACK M | 0 | 0 | Nos | Labour _ 27U RACK (800 X 800)MM FLOOR MOUNTED CLOSED RACK M _1069794
No category |  |  | 28. DSS SITC UPVC DN 110 mm pipes | 0 | 0 | Nos | Labour _ 28. DSS SITC UPVC DN 110 mm pipes _1070073
No category |  |  | 28. Ph-2 SITC 15mm dia. Domestic water Meter | 1 | 0 | Nos | Labour _ 28. Ph-2 SITC 15mm dia. Domestic water Meter _1065850
No category |  |  | 28.6 mm diameter refrigerant suction piping (L) | 1.18 | 0 | Mtr. | Labour _ 28.6 mm diameter refrigerant suction piping (L) _1071832
No category |  |  | 28.6 mm diameter refrigerant suction piping (M) | 1.18 | 0 | Mtr. | Labour _ 28.6 mm diameter refrigerant suction piping (M) _1071831
No category |  |  | 28th Floor -Gypsum Plaster 12mm thick to walls | 1.18 | 0 | SQM. | Labour _ 28th Floor -Gypsum Plaster 12mm thick to walls _1071665
No category |  |  | 28th Floor -Gypsum Plaster 12mm thick to walls above 3.65m | 1.18 | 0 | SQM. | Labour _ 28th Floor -Gypsum Plaster 12mm thick to walls above 3.65m _1071716
No category |  |  | 28th Floor -Gypsum Plaster 12mm thick to walls below 3.65m | 1.18 | 0 | SQM. | Labour _ 28th Floor -Gypsum Plaster 12mm thick to walls below 3.65m _1071767
No category |  |  | 28th Floor -Gypsum Punning 6mm thick to Ceiling | 1.18 | 0 | SQM. | Labour _ 28th Floor -Gypsum Punning 6mm thick to Ceiling _1071614
No category |  |  | 29. Ph-2 SITC 20mm dia. Domestic water Meter | 1 | 0 | Nos | Labour _ 29. Ph-2 SITC 20mm dia. Domestic water Meter _1065851
No category |  |  | 29045000 / BauFlow OHM set conc bath / Grohe L | 0 | 0 | Nos | Labour _ 29045000 / BauFlow OHM set conc bath / Grohe L _1069719
No category |  |  | 29045000 / BauFlow OHM set conc bath / Grohe M | 0 | 0 | Nos | Labour _ 29045000 / BauFlow OHM set conc bath / Grohe M _1069716
No category |  |  | 29045000/BauFlow OHM set conc bath / Grohe L | 0 | 0 | Nos | Labour _ 29045000/BauFlow OHM set conc bath / Grohe L _1069713
No category |  |  | 29045000/BauFlow OHM set conc bath / Grohe M | 0 | 0 | Nos | Labour _ 29045000/BauFlow OHM set conc bath / Grohe M _1069710
No category |  |  | 29th Floor -Gypsum Plaster 12mm thick to walls | 1.18 | 0 | SQM. | Labour _ 29th Floor -Gypsum Plaster 12mm thick to walls _1071666
No category |  |  | 29th Floor -Gypsum Plaster 12mm thick to walls above 3.65m | 1.18 | 0 | SQM. | Labour _ 29th Floor -Gypsum Plaster 12mm thick to walls above 3.65m _1071717
No category |  |  | 29th Floor -Gypsum Plaster 12mm thick to walls below 3.65m | 1.18 | 0 | SQM. | Labour _ 29th Floor -Gypsum Plaster 12mm thick to walls below 3.65m _1071768
No category |  |  | 29th Floor -Gypsum Punning 6mm thick to Ceiling | 1.18 | 0 | SQM. | Labour _ 29th Floor -Gypsum Punning 6mm thick to Ceiling _1071615
No category |  |  | 2BHK Type 1 Light Pt with 2 W control with 5A 2-way (L) | 1.18 | 0 | Nos | Labour _ 2BHK Type 1 Light Pt with 2 W control with 5A 2-way (L) _1070814
No category |  |  | 2BHK Type 1 Light Pt with 2 W control with 5A 2-way (M) | 1.18 | 0 | Nos | Labour _ 2BHK Type 1 Light Pt with 2 W control with 5A 2-way (M) _1070816
No category |  |  | 2BHK-T1 PVC Conduits and module boxes L | 0 | 0 | Rmt. | Labour _ 2BHK-T1 PVC Conduits and module boxes L _1069383
No category |  |  | 2BHK-T1 PVC Conduits and module boxes M | 0 | 0 | Rmt. | Labour _ 2BHK-T1 PVC Conduits and module boxes M _1069382
No category |  |  | 2BHK-T2 PVC Conduits and module boxes L | 0 | 0 | Rmt. | Labour _ 2BHK-T2 PVC Conduits and module boxes L _1069385
No category |  |  | 2BHK-T2 PVC Conduits and module boxes M | 0 | 0 | Rmt. | Labour _ 2BHK-T2 PVC Conduits and module boxes M _1069384
No category |  |  | 2C X 1.0 SQ.MM FRLS ARMOURED CABLE M | 0 | 0 | Nos | Labour _ 2C X 1.0 SQ.MM FRLS ARMOURED CABLE M _1066589
No category |  |  | 2C X 1.0 SQ.MM FRLS ARMOURED CABLE L | 0 | 0 | Nos | Labour _ 2C X 1.0 SQ.MM FRLS ARMOURED CABLE L _1066702
No category |  |  | 2C x 1.5 sq mm shielded CU communication/control Cable | 1 | 0 | Rmt. | Labour _ 2C x 1.5 sq mm shielded CU communication/control Cable _10440
No category |  |  | 2C X 1.5 SQ.MM FRLS ARMOURED CABLE M | 0 | 0 | Rmt. | Labour _ 2C X 1.5 SQ.MM FRLS ARMOURED CABLE M _1066561
No category |  |  | 2C X 1.5 SQ.MM FRLS ARMOURED CABLE L | 0 | 0 | Rmt. | Labour _ 2C X 1.5 SQ.MM FRLS ARMOURED CABLE L _1066676
No category |  |  | 2C x 6 Sqmm FRLS Cu. Wire | 0 | 0 | Rmt. | Labour _ 2C x 6 Sqmm FRLS Cu. Wire _1067668
No category |  |  | 2CX1.5 Sq.mm. CU.ARM XLPE cable 1 RUN With 12 SWG Earthing | 1 | 0 | Rmt. | Labour _ 2CX1.5 Sq.mm. CU.ARM XLPE cable 1 RUN With 12 SWG Earthing _1065743
No category |  |  | 2Cx1.5 Sqmm FRLS PVC Flexible Cable | 0 | 0 | Rmt. | Labour _ 2Cx1.5 Sqmm FRLS PVC Flexible Cable _1067849
No category |  |  | 2Cx1.5sqmm FRLS red color armored cable L+M | 0 | 0 | Rmt. | Labour _ 2Cx1.5sqmm FRLS red color armored cable L+M _1067828
No category |  |  | 2Cx1.5sqmm Shielded FRLS cable for FFT Integartion | 0 | 0 | Rmt. | Labour _ 2Cx1.5sqmm Shielded FRLS cable for FFT Integartion _1067829
No category |  |  | 2Cx1.5sqmm Shielded FRLS cable Grey Color | 0 | 0 | Rmt. | Labour _ 2Cx1.5sqmm Shielded FRLS cable Grey Color _1067844
No category |  |  | 2Cx2.5 sq.mm. Copper Flexible cable with PVC conduit (L) | 1.18 | 0 | Mtr. | Labour _ 2Cx2.5 sq.mm. Copper Flexible cable with PVC conduit (L) _1072080
No category |  |  | 2Cx2.5 sq.mm. Copper Flexible cable with PVC conduit (M) | 1.18 | 0 | Mtr. | Labour _ 2Cx2.5 sq.mm. Copper Flexible cable with PVC conduit (M) _1072079
No category |  |  | 2CX2.5 Sq.mm. CU.ARM XLPE cable 1 RUN With 12 SWG Earthing | 1 | 0 | Rmt. | Labour _ 2CX2.5 Sq.mm. CU.ARM XLPE cable 1 RUN With 12 SWG Earthing _1065742
No category |  |  | 2hrs. Metal Fire Door:1160x1160mm(L+M) | 1.18 | 0 | Nos | Labour _ 2hrs. Metal Fire Door:1160x1160mm(L+M) _1069399
No category |  |  | 2hrs. Metal Fire Door:550x790mm(L+M) | 1.18 | 0 | Nos | Labour _ 2hrs. Metal Fire Door:550x790mm(L+M) _1069402
No category |  |  | 2hrs. Metal Fire Door:600x1000mm(L+M) | 1.18 | 0 | Nos | Labour _ 2hrs. Metal Fire Door:600x1000mm(L+M) _1069400
No category |  |  | 2hrs. Metal Fire Door:650x1100mm(L+M) | 1.18 | 0 | Nos | Labour _ 2hrs. Metal Fire Door:650x1100mm(L+M) _1069401
No category |  |  | 2I/C + 4O/G SCADA Compatible Motorized RMU L | 1.18 | 0 | Nos | Labour _ 2I/C + 4O/G SCADA Compatible Motorized RMU L _1077091
No category |  |  | 2I/C + 4O/G SCADA Compatible Motorized RMU M | 1.18 | 0 | Nos | Labour _ 2I/C + 4O/G SCADA Compatible Motorized RMU M _1077092
No category |  |  | 2kVA UPS with 15-20 min backup - L | 1.18 | 0 | Nos | Labour _ 2kVA UPS with 15-20 min backup - L _1076497
No category |  |  | 2kVA UPS with 15-20 min backup - M | 1.18 | 0 | Nos | Labour _ 2kVA UPS with 15-20 min backup - M _1076496
No category |  |  | 2Light controlled by one switch with accessories L | 0 | 0 | Nos | Labour _ 2Light controlled by one switch with accessories L _1069371
No category |  |  | 2Light controlled by one switch with accessories M | 0 | 0 | Nos | Labour _ 2Light controlled by one switch with accessories M _1069370
No category |  |  | 2Light controlled by one switch with necessary accessories L | 0 | 0 | Nos | Labour _ 2Light controlled by one switch with necessary accessories L _1067531
No category |  |  | 2Light controlled by one switch with necessary accessories M | 0 | 0 | Nos | Labour _ 2Light controlled by one switch with necessary accessories M _1067530
No category |  |  | 2M Concealed modular box (ABB Make) (L+M) | 1.18 | 0 | Nos | Labour _ 2M Concealed modular box (ABB Make) (L+M) _9145
No category |  |  | 2M Concealed modular box (Legrand Make) (L+M) | 1.18 | 0 | Nos | Labour _ 2M Concealed modular box (Legrand Make) (L+M) _9144
No category |  |  | 2M Modular metal box with 1mm thickness - L | 1.18 | 0 | Nos | Labour _ 2M Modular metal box with 1mm thickness - L _1076221
No category |  |  | 2M Modular metal box with 1mm thickness - M | 1.18 | 0 | Nos | Labour _ 2M Modular metal box with 1mm thickness - M _1076220
No category |  |  | 2MP PTZ Camera - L | 1.18 | 0 | Nos | Labour _ 2MP PTZ Camera - L _1076473
No category |  |  | 2MP PTZ Camera - M | 1.18 | 0 | Nos | Labour _ 2MP PTZ Camera - M _1076472
No category |  |  | 2MP Dome Network Camera L | 1.18 | 0 | Nos | Labour _ 2MP Dome Network Camera L _1077554
No category |  |  | 2MP Dome Network Camera M | 1.18 | 0 | Nos | Labour _ 2MP Dome Network Camera M _1077555
No category |  |  | 2MP HD Bullet camera (L) | 1.18 | 0 | Nos | Labour _ 2MP HD Bullet camera (L) _1072446
No category |  |  | 2MP HD Bullet camera (M) | 1.18 | 0 | Nos | Labour _ 2MP HD Bullet camera (M) _1072445
No category |  |  | 2MP HD Dome camera (L) | 1.18 | 0 | Nos | Labour _ 2MP HD Dome camera (L) _1072444
No category |  |  | 2MP HD Dome camera (M) | 1.18 | 0 | Nos | Labour _ 2MP HD Dome camera (M) _1072443
No category |  |  | 2MP IP Bullet | 1.18 | 0 | Nos | Labour _ 2MP IP Bullet _1076842
No category |  |  | 2MP IP Bullet Camera - L | 1.18 | 0 | Nos | Labour _ 2MP IP Bullet Camera - L _1076405
No category |  |  | 2MP IP Bullet Camera - M | 1.18 | 0 | Nos | Labour _ 2MP IP Bullet Camera - M _1076404
No category |  |  | 2MP IP Dome camera | 1.18 | 0 | Nos | Labour _ 2MP IP Dome camera _1076841
No category |  |  | 2MP IP Dome Camera - L | 1.18 | 0 | Nos | Labour _ 2MP IP Dome Camera - L _1076403
No category |  |  | 2MP IP Dome Camera - M | 1.18 | 0 | Nos | Labour _ 2MP IP Dome Camera - M _1076402
No category |  |  | 2Mtr Track Light L | 1.18 | 0 | Nos | Labour _ 2Mtr Track Light L _1079545
No category |  |  | 2Mtr Track Light M | 1.18 | 0 | Nos | Labour _ 2Mtr Track Light M _1079546
No category |  |  | 2nd A & 2nd A Mezz. Floor LDB M | 0 | 0 | Nos | Labour _ 2nd A & 2nd A Mezz. Floor LDB M _10825
No category |  |  | 2nd A & 2nd A Mezz. Floor LDB L | 0 | 0 | Nos | Labour _ 2nd A & 2nd A Mezz. Floor LDB L _11447
No category |  |  | 2nd A & 2nd A Mezz. Floor LDB-1 L | 0 | 0 | Nos | Labour _ 2nd A & 2nd A Mezz. Floor LDB-1 L _1065549
No category |  |  | 2nd A & 2nd A Mezz. Floor LDB-1 M | 0 | 0 | Nos | Labour _ 2nd A & 2nd A Mezz. Floor LDB-1 M _1065547
No category |  |  | 2nd A & 2nd A Mezz.Floor LDB for Admin area LDB M | 0 | 0 | Nos | Labour _ 2nd A & 2nd A Mezz.Floor LDB for Admin area LDB M _10832
No category |  |  | 2nd A & 2nd A Mezz.Floor LDB for Admin area LDB L | 0 | 0 | Nos | Labour _ 2nd A & 2nd A Mezz.Floor LDB for Admin area LDB L _11451
No category |  |  | 2nd B Floor LDB M | 0 | 0 | Nos | Labour _ 2nd B Floor LDB M _10833
No category |  |  | 2nd B Floor LDB L | 0 | 0 | Nos | Labour _ 2nd B Floor LDB L _11452
No category |  |  | 2nd B Mezz. Floor LDB M | 0 | 0 | Nos | Labour _ 2nd B Mezz. Floor LDB M _10834
No category |  |  | 2nd B Mezz. Floor LDB L | 0 | 0 | Nos | Labour _ 2nd B Mezz. Floor LDB L _11453
No category |  |  | 2nd Cabin Table | 0 | 0 | Nos | Labour _ 2nd Cabin Table _1072738
No category |  |  | 2nd Floor -Gypsum Plaster 12mm thick to walls | 1.18 | 0 | SQM. | Labour _ 2nd Floor -Gypsum Plaster 12mm thick to walls _1071639
No category |  |  | 2nd Floor -Gypsum Plaster 12mm thick to walls above 3.65m | 1.18 | 0 | SQM. | Labour _ 2nd Floor -Gypsum Plaster 12mm thick to walls above 3.65m _1071690
No category |  |  | 2nd Floor -Gypsum Plaster 12mm thick to walls below 3.65m | 1.18 | 0 | SQM. | Labour _ 2nd Floor -Gypsum Plaster 12mm thick to walls below 3.65m _1071741
No category |  |  | 2nd Floor -Gypsum Punning 6mm thick to Ceiling | 1.18 | 0 | SQM. | Labour _ 2nd Floor -Gypsum Punning 6mm thick to Ceiling _1071588
No category |  |  | 2nd Half Yearly 6 Monthly report submission | 0 | 0 | Ls | Labour _ 2nd Half Yearly 6 Monthly report submission _1074830
No category |  |  | 2Nos, 6A 3 pin socket outlet controlled by single switch (L) | 1.18 | 0 | Nos | Labour _ 2Nos, 6A 3 pin socket outlet controlled by single switch (L) _1074190
No category |  |  | 2Nos, 6A 3 pin socket outlet controlled by single switch (M) | 1.18 | 0 | Nos | Labour _ 2Nos, 6A 3 pin socket outlet controlled by single switch (M) _1074189
No category |  |  | 2R x 2.5 sqmm wire DSS1 | 0 | 0 | Rmt. | Labour _ 2R x 2.5 sqmm wire DSS1 _1070109
No category |  |  | 2R x 4 sqmm wire DSS1 | 0 | 0 | Rmt. | Labour _ 2R x 4 sqmm wire DSS1 _1070110
No category |  |  | 2R x6 sq.mm.and earth wire 1RX 4 sqmm (L) | 1.18 | 0 | Mtr. | Labour _ 2R x6 sq.mm.and earth wire 1RX 4 sqmm (L) _1074844
No category |  |  | 2R x6 sq.mm.and earth wire 1RX 4 sqmm (M) | 1.18 | 0 | Mtr. | Labour _ 2R x6 sq.mm.and earth wire 1RX 4 sqmm (M) _1074843
No category |  |  | 2Rx 6 Sq.mm wire + 4 sq.mm Wire in 25mm Conduit - L | 1.18 | 0 | Mtr. | Labour _ 2Rx 6 Sq.mm wire + 4 sq.mm Wire in 25mm Conduit - L _1075123
No category |  |  | 2Rx 6 Sq.mm wire + 4 sq.mm Wire in 25mm Conduit - M | 1.18 | 0 | Mtr. | Labour _ 2Rx 6 Sq.mm wire + 4 sq.mm Wire in 25mm Conduit - M _1075038
No category |  |  | 2RX2.5Sqmm+1RX1.5 Sqmm FRLS wire including MS Cond | 1.18 | 0 | Rmt. | Labour _ 2RX2.5Sqmm+1RX1.5 Sqmm FRLS wire including MS Cond _1071197
No category |  |  | 2RX2.5Sqmm+1RX1.5 Sqmm FRLS wire including PVC MMS Cond | 1.18 | 0 | Mtr. | Labour _ 2RX2.5Sqmm+1RX1.5 Sqmm FRLS wire including PVC MMS Cond _1071196
No category |  |  | 2RX4 + 1X 2.5SQ.MM CU FRLS-H Wire L | 1.18 | 0 | Mtr. | Labour _ 2RX4 + 1X 2.5SQ.MM CU FRLS-H Wire L _1077468
No category |  |  | 2RX4 + 1X 2.5SQ.MM CU FRLS-H Wire M | 1.18 | 0 | Mtr. | Labour _ 2RX4 + 1X 2.5SQ.MM CU FRLS-H Wire M _1077469
No category |  |  | 2RX4+1X2.5SQ.MM CU FRLS-H Wire 25mm Dia RIGID PVC Pipe-L | 1.18 | 0 | Mtr. | Labour _ 2RX4+1X2.5SQ.MM CU FRLS-H Wire 25mm Dia RIGID PVC Pipe-L _1077815
No category |  |  | 2RX4+1X2.5SQ.MM CU FRLS-H Wire 25mm Dia RIGID PVC Pipe-M | 1.18 | 0 | Mtr. | Labour _ 2RX4+1X2.5SQ.MM CU FRLS-H Wire 25mm Dia RIGID PVC Pipe-M _1077816
No category |  |  | 2Way Inlet - Wet Riser- 150mm dia GI C Class pipe | 0 | 0 | Nos | Labour _ 2Way Inlet - Wet Riser- 150mm dia GI C Class pipe _1067329
No category |  |  | 2x10 sq.mm. FRLS Cu wire M | 0 | 0 | Rmt. | Labour _ 2x10 sq.mm. FRLS Cu wire M _10717
No category |  |  | 2x10 sq.mm. FRLS Cu wire L | 0 | 0 | Rmt. | Labour _ 2x10 sq.mm. FRLS Cu wire L _11349
No category |  |  | 2x13M DB 1 No. 40A DP RCCB & 2 Nos.time (L) | 1.18 | 0 | Nos | Labour _ 2x13M DB 1 No. 40A DP RCCB & 2 Nos.time (L) _9952
No category |  |  | 2x13M DB 1 No. 40A DP RCCB & 2 Nos.time (M) | 1.18 | 0 | Nos | Labour _ 2x13M DB 1 No. 40A DP RCCB & 2 Nos.time (M) _10298
No category |  |  | 2x13M DB 1 No. 40A DP RCCB & 2 Nos.time L+M | 1.18 | 0 | Nos | Labour _ 2x13M DB 1 No. 40A DP RCCB & 2 Nos.time L+M _9417
No category |  |  | 2x13M DB-1 No.25A DP RCCB & 2 Nos. timer (L) | 1.18 | 0 | Nos | Labour _ 2x13M DB-1 No.25A DP RCCB & 2 Nos. timer (L) _9951
No category |  |  | 2x13M DB-1 No.25A DP RCCB & 2 Nos. timer (M) | 1.18 | 0 | Nos | Labour _ 2x13M DB-1 No.25A DP RCCB & 2 Nos. timer (M) _10297
No category |  |  | 2x13M DB-1 No.25A DP RCCB & 2 Nos. timer L+M | 1.18 | 0 | Nos | Labour _ 2x13M DB-1 No.25A DP RCCB & 2 Nos. timer L+M _9416
No category |  |  | 2x13M flexi LDB-1 of Basement 2&3 L | 0 | 0 | Nos | Labour _ 2x13M flexi LDB-1 of Basement 2&3 L _1067441
No category |  |  | 2x13M flexi LDB-1 of Basement 2&3 M | 0 | 0 | Nos | Labour _ 2x13M flexi LDB-1 of Basement 2&3 M _1067440
No category |  |  | 2x13M flexi DB of External Lighting L | 0 | 0 | Nos | Labour _ 2x13M flexi DB of External Lighting L _1067582
No category |  |  | 2x13M flexi DB of External Lighting M | 0 | 0 | Nos | Labour _ 2x13M flexi DB of External Lighting M _1067581
No category |  |  | 2x13M flexi LDB-2 of Basement-1 L | 0 | 0 | Nos | Labour _ 2x13M flexi LDB-2 of Basement-1 L _1067444
No category |  |  | 2x13M flexi LDB-2 of Basement-1 M | 0 | 0 | Nos | Labour _ 2x13M flexi LDB-2 of Basement-1 M _1067443
No category |  |  | 2X2.5 + 1X1.5 sqmm Cu wire with conduit L | 1.18 | 0 | Nos | Labour _ 2X2.5 + 1X1.5 sqmm Cu wire with conduit L _1075417
No category |  |  | 2X2.5 + 1X1.5 sqmm Cu wire with conduit M | 1.18 | 0 | Mtr. | Labour _ 2X2.5 + 1X1.5 sqmm Cu wire with conduit M _1075416
No category |  |  | 2x2.5 sq.mm. FRLS Cu wire | 0 | 0 | Rmt. | Labour _ 2x2.5 sq.mm. FRLS Cu wire _1067674
No category |  |  | 2x2.5 sq.mm. FRLS Cu wire M | 0 | 0 | Rmt. | Labour _ 2x2.5 sq.mm. FRLS Cu wire M _10719
No category |  |  | 2x2.5 sq.mm. FRLS Cu wire L | 0 | 0 | Rmt. | Labour _ 2x2.5 sq.mm. FRLS Cu wire L _11351
No category |  |  | 2x2.5+1x1.5 Sq.mm.FRLSH Cu.Wires with 25 mm MMS conduit L+M | 1.18 | 0 | Rmt. | Labour _ 2x2.5+1x1.5 Sq.mm.FRLSH Cu.Wires with 25 mm MMS conduit L+M _9426
No category |  |  | 2x2.5+1x1.5 Sq.mm.FRLSH Cu.Wires with 25 mm MMS conduit(L) | 1.18 | 0 | Rmt. | Labour _ 2x2.5+1x1.5 Sq.mm.FRLSH Cu.Wires with 25 mm MMS conduit(L) _9961
No category |  |  | 2x2.5+1x1.5 Sq.mm.FRLSH Cu.Wires with 25 mm MMS conduit(M) | 1.18 | 0 | Rmt. | Labour _ 2x2.5+1x1.5 Sq.mm.FRLSH Cu.Wires with 25 mm MMS conduit(M) _10307
No category |  |  | 2X4 + 1X2.5 sqmm Cu wire with conduit L | 1.18 | 0 | Nos | Labour _ 2X4 + 1X2.5 sqmm Cu wire with conduit L _1075419
No category |  |  | 2X4 + 1X2.5 sqmm Cu wire with conduit M | 1.18 | 0 | Mtr. | Labour _ 2X4 + 1X2.5 sqmm Cu wire with conduit M _1075418
No category |  |  | 2x4+1x2.5 Sq.mm.FRLSH Cu. Wires with 25 mm MMS conduit L+M | 1.18 | 0 | Rmt. | Labour _ 2x4+1x2.5 Sq.mm.FRLSH Cu. Wires with 25 mm MMS conduit L+M _9427
No category |  |  | 2x4+1x2.5 Sq.mm.FRLSH Cu. Wires with 25 mm MMS conduit(L) | 1.18 | 0 | Rmt. | Labour _ 2x4+1x2.5 Sq.mm.FRLSH Cu. Wires with 25 mm MMS conduit(L) _9962
No category |  |  | 2x4+1x2.5 Sq.mm.FRLSH Cu. Wires with 25 mm MMS conduit(M) | 1.18 | 0 | Rmt. | Labour _ 2x4+1x2.5 Sq.mm.FRLSH Cu. Wires with 25 mm MMS conduit(M) _10308
No category |  |  | 2x6 sq.mm. FRLS Cu wire M | 0 | 0 | Rmt. | Labour _ 2x6 sq.mm. FRLS Cu wire M _10718
No category |  |  | 2x6 sq.mm. FRLS Cu wire L | 0 | 0 | Rmt. | Labour _ 2x6 sq.mm. FRLS Cu wire L _11350
No category |  |  | 3 15 LYBO - L | 1.18 | 0 | Nos | Labour _ 3 15 LYBO - L _1075923
No category |  |  | 3 15 LYBO - M | 1.18 | 0 | Nos | Labour _ 3 15 LYBO - M _1075880
No category |  |  | 3 C X 1.5 Sq.mm Flexible Cable (L) | 1.18 | 0 | Mtr. | Labour _ 3 C X 1.5 Sq.mm Flexible Cable (L) _1075487
No category |  |  | 3 C X 1.5 Sq.mm Flexible Cable (M) | 1.18 | 0 | Rmt. | Labour _ 3 C X 1.5 Sq.mm Flexible Cable (M) _1075486
No category |  |  | 3 C X 4 Sq.mm Flat Cable | 1.18 | 0 | Mtr. | Labour _ 3 C X 4 Sq.mm Flat Cable _1074894
No category |  |  | 3 Core x 1.5 SQ. MM. 2XWY Cable | 1.18 | 0 | Rmt. | Labour _ 3 Core x 1.5 SQ. MM. 2XWY Cable _1076808
No category |  |  | 3 Core x 1.5 SQ. MM. 2XWY Cable L | 1.18 | 0 | Rmt. | Labour _ 3 Core x 1.5 SQ. MM. 2XWY Cable L _1077659
No category |  |  | 3 Core x 1.5 SQ. MM. 2XWY Cable M | 1.18 | 0 | Rmt. | Labour _ 3 Core x 1.5 SQ. MM. 2XWY Cable M _1077660
No category |  |  | 3 Core x 10 SQ. MM. 2XWY Cable | 1.18 | 0 | Rmt. | Labour _ 3 Core x 10 SQ. MM. 2XWY Cable _1076812
No category |  |  | 3 Core x 10 SQ. MM. 2XWY L | 1.18 | 0 | Rmt. | Labour _ 3 Core x 10 SQ. MM. 2XWY L _1077672
No category |  |  | 3 Core x 10 SQ. MM. 2XWY M | 1.18 | 0 | Rmt. | Labour _ 3 Core x 10 SQ. MM. 2XWY M _1077673
No category |  |  | 3 Core x 2.5 SQ. MM. 2XWY Cable | 1.18 | 0 | Rmt. | Labour _ 3 Core x 2.5 SQ. MM. 2XWY Cable _1076809
No category |  |  | 3 Core x 2.5 SQ. MM. 2XWY Cable L | 1.18 | 0 | Rmt. | Labour _ 3 Core x 2.5 SQ. MM. 2XWY Cable L _1077666
No category |  |  | 3 Core x 2.5 SQ. MM. 2XWY Cable M | 1.18 | 0 | Rmt. | Labour _ 3 Core x 2.5 SQ. MM. 2XWY Cable M _1077667
No category |  |  | 3 Core X 2.5 Sqmm Flexible Cable for IDU Power Supply L | 1.18 | 0 | Rmt. | Labour _ 3 Core X 2.5 Sqmm Flexible Cable for IDU Power Supply L _1080032
No category |  |  | 3 Core X 2.5 Sqmm Flexible Cable for IDU Power Supply M | 1.18 | 0 | Rmt. | Labour _ 3 Core X 2.5 Sqmm Flexible Cable for IDU Power Supply M _1080033
No category |  |  | 3 Core x 4 SQ. MM. 2XWY Cable | 1.18 | 0 | Rmt. | Labour _ 3 Core x 4 SQ. MM. 2XWY Cable _1076810
No category |  |  | 3 Core x 4 SQ. MM. 2XWY Cable L | 1.18 | 0 | Rmt. | Labour _ 3 Core x 4 SQ. MM. 2XWY Cable L _1077668
No category |  |  | 3 Core x 4 SQ. MM. 2XWY Cable M | 1.18 | 0 | Rmt. | Labour _ 3 Core x 4 SQ. MM. 2XWY Cable M _1077669
No category |  |  | 3 Core x 6 SQ. MM. 2XWY Cable | 1.18 | 0 | Rmt. | Labour _ 3 Core x 6 SQ. MM. 2XWY Cable _1076811
No category |  |  | 3 Core x 6 SQ. MM. 2XWY L | 1.18 | 0 | Rmt. | Labour _ 3 Core x 6 SQ. MM. 2XWY L _1077670
No category |  |  | 3 Core x 6 SQ. MM. 2XWY M | 1.18 | 0 | Rmt. | Labour _ 3 Core x 6 SQ. MM. 2XWY M _1077671
No category |  |  | 3 Dosing Pumps with 200 ltr drums | 1.18 | 0 | SET | Labour _ 3 Dosing Pumps with 200 ltr drums _1078700
No category |  |  | 3 Light controlled by one switch | 1.18 | 0 | Nos | Labour _ 3 Light controlled by one switch _1070731
No category |  |  | 3 Light controlled by one switch ---- L | 1.18 | 0 | Nos | Labour _ 3 Light controlled by one switch ---- L _1075378
No category |  |  | 3 Light controlled by one switch ---- M | 1.18 | 0 | Nos | Labour _ 3 Light controlled by one switch ---- M _1075377
No category |  |  | 3 m Lan patch chord - L | 1.18 | 0 | Nos | Labour _ 3 m Lan patch chord - L _1076523
No category |  |  | 3 m Lan patch chord - M | 1.18 | 0 | Nos | Labour _ 3 m Lan patch chord - M _1076522
No category |  |  | 3 Mtr Height MS Pole - L | 1.18 | 0 | Nos | Labour _ 3 Mtr Height MS Pole - L _1075100
No category |  |  | 3 Mtr Height MS Pole - M | 1.18 | 0 | Nos | Labour _ 3 Mtr Height MS Pole - M _1075099
No category |  |  | 3 Mtr Height Pole L | 1.18 | 0 | Nos | Labour _ 3 Mtr Height Pole L _1079882
No category |  |  | 3 Mtr Height Pole M | 1.18 | 0 | Nos | Labour _ 3 Mtr Height Pole M _1079883
No category |  |  | 3 Nos. of Fire buckets sand filled with stand. M | 0 | 0 | Nos | Labour _ 3 Nos. of Fire buckets sand filled with stand. M _11261
No category |  |  | 3 Nos. of Fire buckets sand filled with stand. L | 0 | 0 | Nos | Labour _ 3 Nos. of Fire buckets sand filled with stand. L _11596
No category |  |  | 3 Phase and CT meter | 1.18 | 0 | Nos | Labour _ 3 Phase and CT meter _1078437
No category |  |  | 3 Phase and CT meter Form MSEDCL | 1.18 | 0 | Job | Labour _ 3 Phase and CT meter Form MSEDCL _1078451
No category |  |  | 3 Phase Meter - L | 1.18 | 0 | Nos | Labour _ 3 Phase Meter - L _1074945
No category |  |  | 3 Phase Meter - M | 1.18 | 0 | Nos | Labour _ 3 Phase Meter - M _1074944
No category |  |  | 3 ply 10µ filter fabricated out of 26G Al.L | 1.18 | 0 | Sq.Mtr | Labour _ 3 ply 10µ filter fabricated out of 26G Al.L _1080922
No category |  |  | 3 ply 10µ filter fabricated out of 26G Al.M | 1.18 | 0 | Sq.Mtr | Labour _ 3 ply 10µ filter fabricated out of 26G Al.M _1080923
No category |  |  | 3 Ton Inverter Ductable DX Unit L | 1.18 | 0 | Nos | Labour _ 3 Ton Inverter Ductable DX Unit L _1080022
No category |  |  | 3 Ton Inverter Ductable DX Unit M | 1.18 | 0 | Nos | Labour _ 3 Ton Inverter Ductable DX Unit M _1080023
No category |  |  | 3 Track Sliding Door WT-7 | 1.18 | 0 | SQM | Labour _ 3 Track Sliding Door WT-7 _1072551
No category |  |  | 3" diameter, NB SCH 40 uPVC pipe (Exposed) | 1.18 | 0 | Mtr. | Labour _ 3" diameter, NB SCH 40 uPVC pipe (Exposed) _1070839
No category |  |  | 3" diameter, NB SCH 80 uPVC pipe | 1.18 | 0 | Mtr. | Labour _ 3" diameter, NB SCH 80 uPVC pipe _1070845
No category |  |  | 3" diameter, NB SCH 80 uPVC pipe (Exposed) | 1.18 | 0 | Rmt. | Labour _ 3" diameter, NB SCH 80 uPVC pipe (Exposed) _1079841
No category |  |  | 3" diameter, NB SCH 80 uPVC pipe. | 1.18 | 0 | Mtr. | Labour _ 3" diameter, NB SCH 80 uPVC pipe. _1070849
No category |  |  | 3" diameter, nominal bore G.I Pipe | 1.18 | 0 | Mtr. | Labour _ 3" diameter, nominal bore G.I Pipe _1070890
No category |  |  | 3" PVC Bathroom Connection Pipe | 0 | 0 | FT | Labour _ 3" PVC Bathroom Connection Pipe _1073798
No category |  |  | 3" PVC pipe hanging | 0 | 0 | FT | Labour _ 3" PVC pipe hanging _1073159
No category |  |  | 3" PVC Piping work Plumbing | 1.18 | 0 | Rmt. | Labour _ 3" PVC Piping work Plumbing _1081203
No category |  |  | 3-Way inlet for wet riser. Header of 150 mm M | 0 | 0 | SET | Labour _ 3-Way inlet for wet riser. Header of 150 mm M _11807
No category |  |  | 3-Way inlet for wet riser. Header of 150 mm L | 0 | 0 | SET | Labour _ 3-Way inlet for wet riser. Header of 150 mm L _372453
No category |  |  | 3. GSB for Road | 1947 | 0 | Cu.Mtrs | Labour _ 3. GSB for Road _1067915
No category |  |  | 3. SLTC for Indoor jointing for 22KV 3Cx300 Sq.mm. HT XPLE | 1 | 0 | Nos | Labour _ 3. SLTC for Indoor jointing for 22KV 3Cx300 Sq.mm. HT XPLE _1066124
No category |  |  | 3.5 C X 240 Sq.mm LT Cable Al Ar L | 1.18 | 0 | Mtr. | Labour _ 3.5 C X 240 Sq.mm LT Cable Al Ar L _1080481
No category |  |  | 3.5 C X 240 Sq.mm LT Cable Al Ar M | 1.18 | 0 | Mtr. | Labour _ 3.5 C X 240 Sq.mm LT Cable Al Ar M _1080482
No category |  |  | 3.5 C X 240 Sq.mm LT Cable Al Ar termination L | 1.18 | 0 | Nos | Labour _ 3.5 C X 240 Sq.mm LT Cable Al Ar termination L _1080483
No category |  |  | 3.5 C X 240 Sq.mm LT Cable Al Ar termination M | 1.18 | 0 | Nos | Labour _ 3.5 C X 240 Sq.mm LT Cable Al Ar termination M _1080484
No category |  |  | 3.5 C x 300 sq mm AL XLPE Termination L | 1.18 | 0 | Nos | Labour _ 3.5 C x 300 sq mm AL XLPE Termination L _1081561
No category |  |  | 3.5 C x 300 sq mm AL XLPE Termination M | 1.18 | 0 | Nos | Labour _ 3.5 C x 300 sq mm AL XLPE Termination M _1081562
No category |  |  | 3.5 C x 70 sq mm AL XLPE L | 1.18 | 0 | Mtr. | Labour _ 3.5 C x 70 sq mm AL XLPE L _1081560
No category |  |  | 3.5 C x 70 sq mm AL XLPE L TERMINATION L | 1.18 | 0 | Nos | Labour _ 3.5 C x 70 sq mm AL XLPE L TERMINATION L _1081566
No category |  |  | 3.5 C x 70 sq mm AL XLPE L TERMINATION M | 1.18 | 0 | Nos | Labour _ 3.5 C x 70 sq mm AL XLPE L TERMINATION M _1081565
No category |  |  | 3.5 C x 70 sq mm AL XLPE M | 1.18 | 0 | Mtr. | Labour _ 3.5 C x 70 sq mm AL XLPE M _1081559
No category |  |  | 3.5 C x 70 Sq.mm Al Arm. XLPE - L | 1.18 | 0 | Mtr. | Labour _ 3.5 C x 70 Sq.mm Al Arm. XLPE - L _1075141
No category |  |  | 3.5 C x 70 Sq.mm Al Arm. XLPE - M | 1.18 | 0 | Mtr. | Labour _ 3.5 C x 70 Sq.mm Al Arm. XLPE - M _1075078
No category |  |  | 3.5 C x 70 sqmm al arm cable with exc and backfil - L | 1.18 | 0 | Mtr. | Labour _ 3.5 C x 70 sqmm al arm cable with exc and backfil - L _1074623
No category |  |  | 3.5 C x 70 sqmm al arm cable with exc and backfil - M | 1.18 | 0 | Mtr. | Labour _ 3.5 C x 70 sqmm al arm cable with exc and backfil - M _1074622
No category |  |  | 3.5 C x 95 sq mm AL XLPE L | 1.18 | 0 | Mtr. | Labour _ 3.5 C x 95 sq mm AL XLPE L _1081557
No category |  |  | 3.5 C x 95 sq mm AL XLPE M | 1.18 | 0 | Mtr. | Labour _ 3.5 C x 95 sq mm AL XLPE M _1081558
No category |  |  | 3.5 C x 95 sq mm AL XLPE Termination L | 1.18 | 0 | Nos | Labour _ 3.5 C x 95 sq mm AL XLPE Termination L _1081563
No category |  |  | 3.5 C x 95 sq mm AL XLPE Termination M | 1.18 | 0 | Nos | Labour _ 3.5 C x 95 sq mm AL XLPE Termination M _1081564
No category |  |  | 3.5 C x 95 Sq.mm Al Arm. XLPE - L | 1.18 | 0 | Mtr. | Labour _ 3.5 C x 95 Sq.mm Al Arm. XLPE - L _1075082
No category |  |  | 3.5 C x 95 Sq.mm Al Arm. XLPE - M | 1.18 | 0 | Mtr. | Labour _ 3.5 C x 95 Sq.mm Al Arm. XLPE - M _1075081
No category |  |  | 3.5 C X 95 Sq.mm LT Cable Al Ar L | 1.18 | 0 | Mtr. | Labour _ 3.5 C X 95 Sq.mm LT Cable Al Ar L _1080485
No category |  |  | 3.5 C X 95 Sq.mm LT Cable Al Ar M | 1.18 | 0 | Mtr. | Labour _ 3.5 C X 95 Sq.mm LT Cable Al Ar M _1080486
No category |  |  | 3.5 C X 95 Sq.mm LT Cable Al Ar termination L | 1.18 | 0 | Nos | Labour _ 3.5 C X 95 Sq.mm LT Cable Al Ar termination L _1080487
No category |  |  | 3.5 C X 95 Sq.mm LT Cable Al Ar termination M | 1.18 | 0 | Nos | Labour _ 3.5 C X 95 Sq.mm LT Cable Al Ar termination M _1080488
No category |  |  | 3.5 C X 95 SQMM, Al-A2XFY end termination L | 1.18 | 0 | Rmt. | Labour _ 3.5 C X 95 SQMM, Al-A2XFY end termination L _1080947
No category |  |  | 3.5 C X 95 SQMM, Al-A2XFY end termination M | 1.18 | 0 | Rmt. | Labour _ 3.5 C X 95 SQMM, Al-A2XFY end termination M _1080950
No category |  |  | 3.5 C x35 Sq.mm Al Arm. XLPE - L | 1.18 | 0 | Mtr. | Labour _ 3.5 C x35 Sq.mm Al Arm. XLPE - L _1075080
No category |  |  | 3.5 C x35 Sq.mm Al Arm. XLPE - M | 1.18 | 0 | Mtr. | Labour _ 3.5 C x35 Sq.mm Al Arm. XLPE - M _1075079
No category |  |  | 3.5 C. X 95 Sqmm Al. Arm Cable Supply | 1.18 | 0 | Rmt. | Labour _ 3.5 C. X 95 Sqmm Al. Arm Cable Supply _6071
No category |  |  | 3.5 mm Jack to 2RCA cable 10mtr Audio cable | 1.18 | 0 | Nos | Labour _ 3.5 mm Jack to 2RCA cable 10mtr Audio cable _1069249
No category |  |  | 3.5C x 120 Sq.mm. A2XFY FRLS Cable. (L) | 1.18 | 0 | Mtr. | Labour _ 3.5C x 120 Sq.mm. A2XFY FRLS Cable. (L) _1072038
No category |  |  | 3.5C x 120 Sq.mm. A2XFY FRLS Cable. (M) | 1.18 | 0 | Mtr. | Labour _ 3.5C x 120 Sq.mm. A2XFY FRLS Cable. (M) _1072037
No category |  |  | 3.5C X 120 Sqmm A2XFY FRLS end termination | 0 | 0 | Nos | Labour _ 3.5C X 120 Sqmm A2XFY FRLS end termination _1067390
No category |  |  | 3.5C X 120 Sqmm A2XFY FRLS end termination L | 1.18 | 0 | Nos | Labour _ 3.5C X 120 Sqmm A2XFY FRLS end termination L _1077879
No category |  |  | 3.5C X 120 Sqmm A2XFY FRLS end termination M | 1.18 | 0 | Nos | Labour _ 3.5C X 120 Sqmm A2XFY FRLS end termination M _1077880
No category |  |  | 3.5C X 120 Sqmm LT XLPE Cable L | 1.18 | 0 | Rmt. | Labour _ 3.5C X 120 Sqmm LT XLPE Cable L _1078754
No category |  |  | 3.5C X 120 Sqmm LT XLPE Cable M | 1.18 | 0 | Rmt. | Labour _ 3.5C X 120 Sqmm LT XLPE Cable M _1078778
No category |  |  | 3.5C x 120SQ.MM FRLS Outer Sheathed CABLE-L | 1.18 | 0 | Mtr. | Labour _ 3.5C x 120SQ.MM FRLS Outer Sheathed CABLE-L _1077809
No category |  |  | 3.5C x 120SQ.MM FRLS Outer Sheathed CABLE-M | 1.18 | 0 | Mtr. | Labour _ 3.5C x 120SQ.MM FRLS Outer Sheathed CABLE-M _1077810
No category |  |  | 3.5C x 150 Sq.mm. A2XFY FRLS Cable M | 1.18 | 0 | Rmt. | Labour _ 3.5C x 150 Sq.mm. A2XFY FRLS Cable M _1081643
No category |  |  | 3.5C x 185 Sq.mm. A2XFY FRLS Cable Termination (L) | 1.18 | 0 | Nos | Labour _ 3.5C x 185 Sq.mm. A2XFY FRLS Cable Termination (L) _1072050
No category |  |  | 3.5C x 185 Sq.mm. A2XFY FRLS Cable Termination (M) | 1.18 | 0 | Nos | Labour _ 3.5C x 185 Sq.mm. A2XFY FRLS Cable Termination (M) _1072049
No category |  |  | 3.5C x 185 Sq.mm. A2XFY FRLS Cable.(L) | 1.18 | 0 | Mtr. | Labour _ 3.5C x 185 Sq.mm. A2XFY FRLS Cable.(L) _1072036
No category |  |  | 3.5C x 185 Sq.mm. A2XFY FRLS Cable.(M) | 1.18 | 0 | Mtr. | Labour _ 3.5C x 185 Sq.mm. A2XFY FRLS Cable.(M) _1072035
No category |  |  | 3.5C X 185 Sqmm A2XFY FRLS end termination | 0 | 0 | Nos | Labour _ 3.5C X 185 Sqmm A2XFY FRLS end termination _1067389
No category |  |  | 3.5C x 240 Sq.mm XLPE/A2XFY Cable L | 1.18 | 0 | Rmt. | Labour _ 3.5C x 240 Sq.mm XLPE/A2XFY Cable L _1080766
No category |  |  | 3.5C x 240 Sq.mm XLPE/A2XFY Cable M | 1.18 | 0 | Rmt. | Labour _ 3.5C x 240 Sq.mm XLPE/A2XFY Cable M _1080767
No category |  |  | 3.5C x 240 Sq.mm. A2XFY FRLS Cable (L) | 1.18 | 0 | Mtr. | Labour _ 3.5C x 240 Sq.mm. A2XFY FRLS Cable (L) _1072034
No category |  |  | 3.5C x 240 Sq.mm. A2XFY FRLS Cable (M) | 1.18 | 0 | Mtr. | Labour _ 3.5C x 240 Sq.mm. A2XFY FRLS Cable (M) _1072033
No category |  |  | 3.5C x 240 Sq.mm. A2XFY FRLS Cable. (L) | 1.18 | 0 | Mtr. | Labour _ 3.5C x 240 Sq.mm. A2XFY FRLS Cable. (L) _1072046
No category |  |  | 3.5C x 240 Sq.mm. A2XFY FRLS Cable. (M) | 1.18 | 0 | Mtr. | Labour _ 3.5C x 240 Sq.mm. A2XFY FRLS Cable. (M) _1072045
No category |  |  | 3.5C X 240 Sqmm A2XFY FRLS end termination | 0 | 0 | Nos | Labour _ 3.5C X 240 Sqmm A2XFY FRLS end termination _1067388
No category |  |  | 3.5C x 25 Sq.mm. A2XFY FRLS Cable.M | 1.18 | 0 | Rmt. | Labour _ 3.5C x 25 Sq.mm. A2XFY FRLS Cable.M _1081647
No category |  |  | 3.5C X 25 Sqmm A2XFY FRLS end termination | 0 | 0 | Nos | Labour _ 3.5C X 25 Sqmm A2XFY FRLS end termination _1067758
No category |  |  | 3.5C X 25 Sqmm A2XFY FRLS end termination M | 1.18 | 0 | Nos | Labour _ 3.5C X 25 Sqmm A2XFY FRLS end termination M _1081681
No category |  |  | 3.5C x 300 Sq.mm XLPE/A2XFY Cable L | 1.18 | 0 | Rmt. | Labour _ 3.5C x 300 Sq.mm XLPE/A2XFY Cable L _1080763
No category |  |  | 3.5C x 300 Sq.mm XLPE/A2XFY Cable M | 1.18 | 0 | Rmt. | Labour _ 3.5C x 300 Sq.mm XLPE/A2XFY Cable M _1080764
No category |  |  | 3.5C x 300 sq.mm XLPE cable with DC M | 1.18 | 0 | Nos | Labour _ 3.5C x 300 sq.mm XLPE cable with DC M _1079341
No category |  |  | 3.5C x 300 Sq.mm. A2XFY FRLS Cable (L) | 1.18 | 0 | Mtr. | Labour _ 3.5C x 300 Sq.mm. A2XFY FRLS Cable (L) _1072032
No category |  |  | 3.5C x 300 Sq.mm. A2XFY FRLS Cable (M) | 1.18 | 0 | Mtr. | Labour _ 3.5C x 300 Sq.mm. A2XFY FRLS Cable (M) _1072031
No category |  |  | 3.5C X 300 Sqmm A2XFY FRLS end termination | 0 | 0 | Nos | Labour _ 3.5C X 300 Sqmm A2XFY FRLS end termination _1067387
No category |  |  | 3.5C x 300 Sqmm XLPE Cable L | 0 | 0 | Rmt. | Labour _ 3.5C x 300 Sqmm XLPE Cable L _1069977
No category |  |  | 3.5C x 300 Sqmm XLPE Cable M | 1.18 | 0 | Rmt. | Labour _ 3.5C x 300 Sqmm XLPE Cable M _1078753
No category |  |  | 3.5C X 35 Sq.mm. A2XFY FRLS Cable (L) | 1.18 | 0 | Mtr. | Labour _ 3.5C X 35 Sq.mm. A2XFY FRLS Cable (L) _1071925
No category |  |  | 3.5C X 35 Sq.mm. A2XFY FRLS Cable (M) | 1.18 | 0 | Mtr. | Labour _ 3.5C X 35 Sq.mm. A2XFY FRLS Cable (M) _1071924
No category |  |  | 3.5C X 35 Sq.mm. A2XFY FRLS Cable Termination (L) | 1.18 | 0 | Nos | Labour _ 3.5C X 35 Sq.mm. A2XFY FRLS Cable Termination (L) _1071927
No category |  |  | 3.5C X 35 Sq.mm. A2XFY FRLS Cable Termination (M) | 1.18 | 0 | Nos | Labour _ 3.5C X 35 Sq.mm. A2XFY FRLS Cable Termination (M) _1071926
No category |  |  | 3.5C x 35 Sq.mm. A2XFY FRLS Cable.M | 1.18 | 0 | Rmt. | Labour _ 3.5C x 35 Sq.mm. A2XFY FRLS Cable.M _1081646
No category |  |  | 3.5C X 35 Sqmm A2XFY FRLS end termination | 0 | 0 | Nos | Labour _ 3.5C X 35 Sqmm A2XFY FRLS end termination _1067757
No category |  |  | 3.5C x 50 Sq.mm. A2XFY FRLS Cable.M | 1.18 | 0 | Mtr. | Labour _ 3.5C x 50 Sq.mm. A2XFY FRLS Cable.M _1081645
No category |  |  | 3.5C X 50 Sqmm A2XFY FRLS end termination | 0 | 0 | Nos | Labour _ 3.5C X 50 Sqmm A2XFY FRLS end termination _1067756
No category |  |  | 3.5C x 50mm2 XLPE Arm. AL cable | 0 | 0 | Rmt. | Labour _ 3.5C x 50mm2 XLPE Arm. AL cable _1073894
No category |  |  | 3.5C x 70 Sq.mm XLPE / A2XFY Cable L | 1.18 | 0 | Rmt. | Labour _ 3.5C x 70 Sq.mm XLPE / A2XFY Cable L _1080772
No category |  |  | 3.5C x 70 Sq.mm XLPE / A2XFY Cable M | 1.18 | 0 | Rmt. | Labour _ 3.5C x 70 Sq.mm XLPE / A2XFY Cable M _1080773
No category |  |  | 3.5C x 70 Sq.mm. A2XFY FRLS Cable. M | 1.18 | 0 | Mtr. | Labour _ 3.5C x 70 Sq.mm. A2XFY FRLS Cable. M _1081644
No category |  |  | 3.5C X 70 Sqmm A2XFY FRLS end termination | 0 | 0 | Nos | Labour _ 3.5C X 70 Sqmm A2XFY FRLS end termination _1067755
No category |  |  | 3.5C x 95 SQ.MM FRLS Outer Sheathed Cable EL Panel to Car L | 1.18 | 0 | Mtr. | Labour _ 3.5C x 95 SQ.MM FRLS Outer Sheathed Cable EL Panel to Car L _1077470
No category |  |  | 3.5C x 95 SQ.MM FRLS Outer Sheathed Cable EL Panel to Car M | 1.18 | 0 | Mtr. | Labour _ 3.5C x 95 SQ.MM FRLS Outer Sheathed Cable EL Panel to Car M _1077471
No category |  |  | 3.5C x 95 Sq.mm. A2XFY FRLS Cable Termination (L) | 1.18 | 0 | Nos | Labour _ 3.5C x 95 Sq.mm. A2XFY FRLS Cable Termination (L) _1072052
No category |  |  | 3.5C x 95 Sq.mm. A2XFY FRLS Cable Termination (M) | 1.18 | 0 | Nos | Labour _ 3.5C x 95 Sq.mm. A2XFY FRLS Cable Termination (M) _1072051
No category |  |  | 3.5C x 95 Sq.mm. A2XFY FRLS Cable. (L | 1.18 | 0 | Nos | Labour _ 3.5C x 95 Sq.mm. A2XFY FRLS Cable. (L _1079388
No category |  |  | 3.5C x 95 Sq.mm. A2XFY FRLS Cable. (L) | 1.18 | 0 | Mtr. | Labour _ 3.5C x 95 Sq.mm. A2XFY FRLS Cable. (L) _1072040
No category |  |  | 3.5C x 95 Sq.mm. A2XFY FRLS Cable. (M) | 1.18 | 0 | Mtr. | Labour _ 3.5C x 95 Sq.mm. A2XFY FRLS Cable. (M) _1072039
No category |  |  | 3.5C x 95 Sq.mm. A2XFY FRLS Cable.M | 1.18 | 0 | Nos | Labour _ 3.5C x 95 Sq.mm. A2XFY FRLS Cable.M _1079389
No category |  |  | 3.5C X 95 Sqmm A2XFY FRLS end termination | 0 | 0 | Nos | Labour _ 3.5C X 95 Sqmm A2XFY FRLS end termination _1067391
No category |  |  | 3.5c x 95 sqmm AI arm FRLS - Double Compression Gland(M) | 1.18 | 0 | Nos | Labour _ 3.5c x 95 sqmm AI arm FRLS - Double Compression Gland(M) _1070609
No category |  |  | 3.5C x 95SQ.MM FRLS Outer sheathed Cable L | 1.18 | 0 | Mtr. | Labour _ 3.5C x 95SQ.MM FRLS Outer sheathed Cable L _1077452
No category |  |  | 3.5C x 95SQ.MM FRLS Outer sheathed Cable M | 1.18 | 0 | Mtr. | Labour _ 3.5C x 95SQ.MM FRLS Outer sheathed Cable M _1077453
No category |  |  | 3.5Cx 300 Sq.mm. A2XFY cable-L | 1.18 | 0 | Nos | Labour _ 3.5Cx 300 Sq.mm. A2XFY cable-L _1079375
No category |  |  | 3.5Cx 300 Sq.mm. A2XFY cable-M | 1.18 | 0 | Nos | Labour _ 3.5Cx 300 Sq.mm. A2XFY cable-M _1079387
No category |  |  | 3.5Cx120 SQ MM A2XFY FRLS cable M | 0 | 0 | Rmt. | Labour _ 3.5Cx120 SQ MM A2XFY FRLS cable M _10862
No category |  |  | 3.5Cx120 SQ MM A2XFY FRLS cable L | 0 | 0 | Rmt. | Labour _ 3.5Cx120 SQ MM A2XFY FRLS cable L _11477
No category |  |  | 3.5Cx120 SQ MM A2XFY FRLS cable Termination L | 0 | 0 | Nos | Labour _ 3.5Cx120 SQ MM A2XFY FRLS cable Termination L _11290
No category |  |  | 3.5Cx120 SQ MM A2XFY FRLS cable Termination L | 0 | 0 | Nos | Labour _ 3.5Cx120 SQ MM A2XFY FRLS cable Termination L _11619
No category |  |  | 3.5Cx120 SQ MM A2XFY FRLS cable Termination M | 0 | 0 | Nos | Labour _ 3.5Cx120 SQ MM A2XFY FRLS cable Termination M _10882
No category |  |  | 3.5Cx120 SQ MM A2XFY FRLS cable TerminationL | 0 | 0 | Nos | Labour _ 3.5Cx120 SQ MM A2XFY FRLS cable TerminationL _11496
No category |  |  | 3.5Cx150 SQ MM A2XFY FRLS Cable - L | 1.18 | 0 | Mtr. | Labour _ 3.5Cx150 SQ MM A2XFY FRLS Cable - L _1076151
No category |  |  | 3.5Cx150 SQ MM A2XFY FRLS Cable - M | 1.18 | 0 | Mtr. | Labour _ 3.5Cx150 SQ MM A2XFY FRLS Cable - M _1076150
No category |  |  | 3.5Cx150 SQ MM A2XFY FRLS cable M | 1.18 | 0 | Rmt. | Labour _ 3.5Cx150 SQ MM A2XFY FRLS cable M _10861
No category |  |  | 3.5Cx150 SQ MM A2XFY FRLS cable L | 0 | 0 | Rmt. | Labour _ 3.5Cx150 SQ MM A2XFY FRLS cable L _11476
No category |  |  | 3.5Cx150 SQ MM A2XFY FRLS cable L | 1.18 | 0 | Nos | Labour _ 3.5Cx150 SQ MM A2XFY FRLS cable L _1076941
No category |  |  | 3.5Cx150 SQ MM A2XFY FRLS cable M | 1.18 | 0 | Nos | Labour _ 3.5Cx150 SQ MM A2XFY FRLS cable M _1076942
No category |  |  | 3.5Cx150 SQ MM A2XFY FRLS cable Termination M | 0 | 0 | Nos | Labour _ 3.5Cx150 SQ MM A2XFY FRLS cable Termination M _10881
No category |  |  | 3.5Cx150 SQ MM A2XFY FRLS cable Termination L | 0 | 0 | Nos | Labour _ 3.5Cx150 SQ MM A2XFY FRLS cable Termination L _11289
No category |  |  | 3.5Cx150 SQ MM A2XFY FRLS cable Termination L | 0 | 0 | Nos | Labour _ 3.5Cx150 SQ MM A2XFY FRLS cable Termination L _11618
No category |  |  | 3.5Cx150 SQ MM A2XFY FRLS cable TerminationL | 0 | 0 | Nos | Labour _ 3.5Cx150 SQ MM A2XFY FRLS cable TerminationL _11495
No category |  |  | 3.5Cx150 Sq.mm. A2XFY cable - L | 1.18 | 0 | Mtr. | Labour _ 3.5Cx150 Sq.mm. A2XFY cable - L _1074698
No category |  |  | 3.5Cx150 Sq.mm. A2XFY cable - M | 1.18 | 0 | Mtr. | Labour _ 3.5Cx150 Sq.mm. A2XFY cable - M _1074697
No category |  |  | 3.5Cx150 Sq.mm. A2XFY Cable-L | 1.18 | 0 | Rmt. | Labour _ 3.5Cx150 Sq.mm. A2XFY Cable-L _1079222
No category |  |  | 3.5Cx150 Sq.mm. A2XFY Cable-M. | 1.18 | 0 | Rmt. | Labour _ 3.5Cx150 Sq.mm. A2XFY Cable-M. _1079223
No category |  |  | 3.5Cx185 SQ MM A2XFY FRLS cable M | 0 | 0 | Rmt. | Labour _ 3.5Cx185 SQ MM A2XFY FRLS cable M _10860
No category |  |  | 3.5Cx185 SQ MM A2XFY FRLS Cable - L | 1.18 | 0 | Mtr. | Labour _ 3.5Cx185 SQ MM A2XFY FRLS Cable - L _1076149
No category |  |  | 3.5Cx185 SQ MM A2XFY FRLS Cable - M | 1.18 | 0 | Mtr. | Labour _ 3.5Cx185 SQ MM A2XFY FRLS Cable - M _1076148
No category |  |  | 3.5Cx185 SQ MM A2XFY FRLS cable L | 0 | 0 | Rmt. | Labour _ 3.5Cx185 SQ MM A2XFY FRLS cable L _11475
No category |  |  | 3.5Cx185 SQ MM A2XFY FRLS cable Termination M | 0 | 0 | Nos | Labour _ 3.5Cx185 SQ MM A2XFY FRLS cable Termination M _10880
No category |  |  | 3.5Cx185 SQ MM A2XFY FRLS cable Termination L | 0 | 0 | Nos | Labour _ 3.5Cx185 SQ MM A2XFY FRLS cable Termination L _11288
No category |  |  | 3.5Cx185 SQ MM A2XFY FRLS cable Termination L | 0 | 0 | Nos | Labour _ 3.5Cx185 SQ MM A2XFY FRLS cable Termination L _11617
No category |  |  | 3.5Cx185 SQ MM A2XFY FRLS cable TerminationL | 0 | 0 | Nos | Labour _ 3.5Cx185 SQ MM A2XFY FRLS cable TerminationL _11494
No category |  |  | 3.5Cx185 Sq.mm. A2XFY cable - L | 1.18 | 0 | Mtr. | Labour _ 3.5Cx185 Sq.mm. A2XFY cable - L _1074684
No category |  |  | 3.5Cx185 Sq.mm. A2XFY cable - M | 1.18 | 0 | Mtr. | Labour _ 3.5Cx185 Sq.mm. A2XFY cable - M _1074683
No category |  |  | 3.5Cx185 Sq.mm. A2XFY Cable-L. | 1.18 | 0 | Rmt. | Labour _ 3.5Cx185 Sq.mm. A2XFY Cable-L. _1079221
No category |  |  | 3.5Cx185 Sq.mm. A2XFY Cable-M. | 1.18 | 0 | Rmt. | Labour _ 3.5Cx185 Sq.mm. A2XFY Cable-M. _1079220
No category |  |  | 3.5Cx240 SQ MM A2XFY FRLS cable M | 0 | 0 | Rmt. | Labour _ 3.5Cx240 SQ MM A2XFY FRLS cable M _10859
No category |  |  | 3.5Cx240 SQ MM A2XFY FRLS cable Termination L | 0 | 0 | Nos | Labour _ 3.5Cx240 SQ MM A2XFY FRLS cable Termination L _11616
No category |  |  | 3.5Cx240 SQ MM A2XFY FRLS cable Termination L | 0 | 0 | Nos | Labour _ 3.5Cx240 SQ MM A2XFY FRLS cable Termination L _11287
No category |  |  | 3.5Cx240 SQ MM A2XFY FRLS cable Termination M | 0 | 0 | Nos | Labour _ 3.5Cx240 SQ MM A2XFY FRLS cable Termination M _10879
No category |  |  | 3.5Cx240 SQ MM A2XFY FRLS cable TerminationL | 0 | 0 | Nos | Labour _ 3.5Cx240 SQ MM A2XFY FRLS cable TerminationL _11493
No category |  |  | 3.5Cx240 SQ MM A2XFY FRLS cable L | 0 | 0 | Rmt. | Labour _ 3.5Cx240 SQ MM A2XFY FRLS cable L _11474
No category |  |  | 3.5Cx240 Sq.mm. A2XFY cable - L | 1.18 | 0 | Mtr. | Labour _ 3.5Cx240 Sq.mm. A2XFY cable - L _1074682
No category |  |  | 3.5Cx240 Sq.mm. A2XFY cable - M | 1.18 | 0 | Mtr. | Labour _ 3.5Cx240 Sq.mm. A2XFY cable - M _1074681
No category |  |  | 3.5Cx240 Sq.mm. A2XFY cable-L | 1.18 | 0 | Rmt. | Labour _ 3.5Cx240 Sq.mm. A2XFY cable-L _1079216
No category |  |  | 3.5Cx240 Sq.mm. A2XFY Cable-M. | 1.18 | 0 | Rmt. | Labour _ 3.5Cx240 Sq.mm. A2XFY Cable-M. _1079217
No category |  |  | 3.5Cx25 SQ MM A2XFY FRLS cable M | 0 | 0 | Rmt. | Labour _ 3.5Cx25 SQ MM A2XFY FRLS cable M _10867
No category |  |  | 3.5Cx25 SQ MM A2XFY FRLS cable Termination M | 0 | 0 | Nos | Labour _ 3.5Cx25 SQ MM A2XFY FRLS cable Termination M _10887
No category |  |  | 3.5Cx25 SQ MM A2XFY FRLS cable Termination L | 0 | 0 | Nos | Labour _ 3.5Cx25 SQ MM A2XFY FRLS cable Termination L _11295
No category |  |  | 3.5Cx25 SQ MM A2XFY FRLS cable Termination L | 0 | 0 | Nos | Labour _ 3.5Cx25 SQ MM A2XFY FRLS cable Termination L _11624
No category |  |  | 3.5Cx25 SQ MM A2XFY FRLS cable Termination L | 0 | 0 | Nos | Labour _ 3.5Cx25 SQ MM A2XFY FRLS cable Termination L _11501
No category |  |  | 3.5Cx25 SQ MM A2XFY FRLS cable L | 0 | 0 | Rmt. | Labour _ 3.5Cx25 SQ MM A2XFY FRLS cable L _11482
No category |  |  | 3.5Cx25 SQ MM A2XFY FRLS cable Termination (L) | 1.18 | 0 | Nos | Labour _ 3.5Cx25 SQ MM A2XFY FRLS cable Termination (L) _1072175
No category |  |  | 3.5Cx25 SQ MM A2XFY FRLS cable Termination (M) | 1.18 | 0 | Nos | Labour _ 3.5Cx25 SQ MM A2XFY FRLS cable Termination (M) _1072174
No category |  |  | 3.5Cx25 Sq.mm. A2XFY cable-L | 1.18 | 0 | Nos | Labour _ 3.5Cx25 Sq.mm. A2XFY cable-L _1079400
No category |  |  | 3.5Cx25 Sq.mm. A2XFY cable-L | 1.18 | 0 | Nos | Labour _ 3.5Cx25 Sq.mm. A2XFY cable-L _1079403
No category |  |  | 3.5Cx25 Sq.mm. A2XFY cable-M | 1.18 | 0 | Nos | Labour _ 3.5Cx25 Sq.mm. A2XFY cable-M _1079404
No category |  |  | 3.5Cx300 SQ MM A2XFY FRLS cable M | 0 | 0 | Rmt. | Labour _ 3.5Cx300 SQ MM A2XFY FRLS cable M _10856
No category |  |  | 3.5Cx300 SQ MM A2XFY FRLS cable Termination M | 0 | 0 | Nos | Labour _ 3.5Cx300 SQ MM A2XFY FRLS cable Termination M _10878
No category |  |  | 3.5Cx300 SQ MM A2XFY FRLS cable Termination L | 0 | 0 | Nos | Labour _ 3.5Cx300 SQ MM A2XFY FRLS cable Termination L _11286
No category |  |  | 3.5Cx300 SQ MM A2XFY FRLS cable Termination L | 0 | 0 | Nos | Labour _ 3.5Cx300 SQ MM A2XFY FRLS cable Termination L _11615
No category |  |  | 3.5Cx300 SQ MM A2XFY FRLS cable TerminationL | 0 | 0 | Nos | Labour _ 3.5Cx300 SQ MM A2XFY FRLS cable TerminationL _11492
No category |  |  | 3.5Cx300 SQ MM A2XFY FRLS cable L | 0 | 0 | Rmt. | Labour _ 3.5Cx300 SQ MM A2XFY FRLS cable L _11473
No category |  |  | 3.5Cx300 Sq.mm. A2XFY cable - L | 1.18 | 0 | Mtr. | Labour _ 3.5Cx300 Sq.mm. A2XFY cable - L _1074700
No category |  |  | 3.5Cx300 Sq.mm. A2XFY cable - M | 1.18 | 0 | Mtr. | Labour _ 3.5Cx300 Sq.mm. A2XFY cable - M _1074699
No category |  |  | 3.5CX300Sq.mm XLPE Cable | 1 | 0 | Rmt. | Labour _ 3.5CX300Sq.mm XLPE Cable _9227
No category |  |  | 3.5Cx35 SQ MM A2XFY FRLS cable M | 0 | 0 | Rmt. | Labour _ 3.5Cx35 SQ MM A2XFY FRLS cable M _10866
No category |  |  | 3.5Cx35 SQ MM A2XFY FRLS cable L | 0 | 0 | Rmt. | Labour _ 3.5Cx35 SQ MM A2XFY FRLS cable L _11481
No category |  |  | 3.5Cx35 SQ MM A2XFY FRLS cable Termination L | 0 | 0 | Nos | Labour _ 3.5Cx35 SQ MM A2XFY FRLS cable Termination L _11623
No category |  |  | 3.5Cx35 SQ MM A2XFY FRLS cable Termination L | 0 | 0 | Nos | Labour _ 3.5Cx35 SQ MM A2XFY FRLS cable Termination L _11294
No category |  |  | 3.5Cx35 SQ MM A2XFY FRLS cable Termination M | 0 | 0 | Nos | Labour _ 3.5Cx35 SQ MM A2XFY FRLS cable Termination M _10886
No category |  |  | 3.5Cx35 SQ MM A2XFY FRLS cable Termination L | 0 | 0 | Nos | Labour _ 3.5Cx35 SQ MM A2XFY FRLS cable Termination L _11500
No category |  |  | 3.5Cx35 Sq.mm .A2XFY cable - L | 1.18 | 0 | Mtr. | Labour _ 3.5Cx35 Sq.mm .A2XFY cable - L _1074692
No category |  |  | 3.5Cx35 Sq.mm .A2XFY cable - M | 1.18 | 0 | Mtr. | Labour _ 3.5Cx35 Sq.mm .A2XFY cable - M _1074691
No category |  |  | 3.5Cx35 Sq.mm. A2XFY cable-L | 1.18 | 0 | Nos | Labour _ 3.5Cx35 Sq.mm. A2XFY cable-L _1079396
No category |  |  | 3.5Cx35 Sq.mm. A2XFY Cable-L. | 1.18 | 0 | Rmt. | Labour _ 3.5Cx35 Sq.mm. A2XFY Cable-L. _1079226
No category |  |  | 3.5Cx35 Sq.mm. A2XFY Cable-M | 1.18 | 0 | Nos | Labour _ 3.5Cx35 Sq.mm. A2XFY Cable-M _1079397
No category |  |  | 3.5Cx50 SQ MM A2XFY FRLS cable M | 0 | 0 | Rmt. | Labour _ 3.5Cx50 SQ MM A2XFY FRLS cable M _10865
No category |  |  | 3.5Cx50 SQ MM A2XFY FRLS cable Termination M | 0 | 0 | Nos | Labour _ 3.5Cx50 SQ MM A2XFY FRLS cable Termination M _10885
No category |  |  | 3.5Cx50 SQ MM A2XFY FRLS cable Termination L | 0 | 0 | Nos | Labour _ 3.5Cx50 SQ MM A2XFY FRLS cable Termination L _11293
No category |  |  | 3.5Cx50 SQ MM A2XFY FRLS cable Termination L | 0 | 0 | Nos | Labour _ 3.5Cx50 SQ MM A2XFY FRLS cable Termination L _11622
No category |  |  | 3.5Cx50 SQ MM A2XFY FRLS cable Termination L | 0 | 0 | Nos | Labour _ 3.5Cx50 SQ MM A2XFY FRLS cable Termination L _11499
No category |  |  | 3.5Cx50 SQ MM A2XFY FRLS cable L | 0 | 0 | Rmt. | Labour _ 3.5Cx50 SQ MM A2XFY FRLS cable L _11480
No category |  |  | 3.5Cx50 Sq.mm. A2XFY cable - L | 1.18 | 0 | Mtr. | Labour _ 3.5Cx50 Sq.mm. A2XFY cable - L _1074690
No category |  |  | 3.5Cx50 Sq.mm. A2XFY cable - M | 1.18 | 0 | Mtr. | Labour _ 3.5Cx50 Sq.mm. A2XFY cable - M _1074689
No category |  |  | 3.5Cx50 Sq.mm. A2XFY cable-L | 1.18 | 0 | Nos | Labour _ 3.5Cx50 Sq.mm. A2XFY cable-L _1079392
No category |  |  | 3.5Cx50 Sq.mm. A2XFY cable-M | 1.18 | 0 | Nos | Labour _ 3.5Cx50 Sq.mm. A2XFY cable-M _1079394
No category |  |  | 3.5Cx50sqmm FRLS Alu Cable | 0 | 0 | Rmt. | Labour _ 3.5Cx50sqmm FRLS Alu Cable _1066459
No category |  |  | 3.5Cx70 SQ MM A2XFY FRLS cable M | 0 | 0 | Rmt. | Labour _ 3.5Cx70 SQ MM A2XFY FRLS cable M _10864
No category |  |  | 3.5Cx70 SQ MM A2XFY FRLS cable L | 0 | 0 | Rmt. | Labour _ 3.5Cx70 SQ MM A2XFY FRLS cable L _11479
No category |  |  | 3.5Cx70 SQ MM A2XFY FRLS cable Termination L | 0 | 0 | Nos | Labour _ 3.5Cx70 SQ MM A2XFY FRLS cable Termination L _11620
No category |  |  | 3.5Cx70 SQ MM A2XFY FRLS cable Termination L | 0 | 0 | Nos | Labour _ 3.5Cx70 SQ MM A2XFY FRLS cable Termination L _11291
No category |  |  | 3.5Cx70 SQ MM A2XFY FRLS cable Termination M | 0 | 0 | Nos | Labour _ 3.5Cx70 SQ MM A2XFY FRLS cable Termination M _10883
No category |  |  | 3.5Cx70 SQ MM A2XFY FRLS cable Termination L | 0 | 0 | Nos | Labour _ 3.5Cx70 SQ MM A2XFY FRLS cable Termination L _11497
No category |  |  | 3.5Cx70 Sq.mm. A2XFY cable - L | 1.18 | 0 | Mtr. | Labour _ 3.5Cx70 Sq.mm. A2XFY cable - L _1074688
No category |  |  | 3.5Cx70 Sq.mm. A2XFY cable - M | 1.18 | 0 | Mtr. | Labour _ 3.5Cx70 Sq.mm. A2XFY cable - M _1074687
No category |  |  | 3.5Cx70 Sq.mm. A2XFY cable-L | 1.18 | 0 | Nos | Labour _ 3.5Cx70 Sq.mm. A2XFY cable-L _1079390
No category |  |  | 3.5Cx70 Sq.mm. A2XFY Cable-L. | 1.18 | 0 | Rmt. | Labour _ 3.5Cx70 Sq.mm. A2XFY Cable-L. _1079224
No category |  |  | 3.5Cx70 Sq.mm. A2XFY cable-M | 1.18 | 0 | Nos | Labour _ 3.5Cx70 Sq.mm. A2XFY cable-M _1079391
No category |  |  | 3.5Cx70 Sq.mm. A2XFY Cable-M. | 1.18 | 0 | Rmt. | Labour _ 3.5Cx70 Sq.mm. A2XFY Cable-M. _1079225
No category |  |  | 3.5Cx95 SQ MM A2XFY FRLS cable M | 0 | 0 | Rmt. | Labour _ 3.5Cx95 SQ MM A2XFY FRLS cable M _10863
No category |  |  | 3.5Cx95 SQ MM A2XFY FRLS cable Termination L | 0 | 0 | Nos | Labour _ 3.5Cx95 SQ MM A2XFY FRLS cable Termination L _11621
No category |  |  | 3.5Cx95 SQ MM A2XFY FRLS cable Termination L | 0 | 0 | Nos | Labour _ 3.5Cx95 SQ MM A2XFY FRLS cable Termination L _11292
No category |  |  | 3.5Cx95 SQ MM A2XFY FRLS cable Termination M | 0 | 0 | Nos | Labour _ 3.5Cx95 SQ MM A2XFY FRLS cable Termination M _10884
No category |  |  | 3.5Cx95 SQ MM A2XFY FRLS cable Termination L | 0 | 0 | Nos | Labour _ 3.5Cx95 SQ MM A2XFY FRLS cable Termination L _11498
No category |  |  | 3.5Cx95 SQ MM A2XFY FRLS cable L | 0 | 0 | Rmt. | Labour _ 3.5Cx95 SQ MM A2XFY FRLS cable L _11478
No category |  |  | 3.5Cx95 Sq.mm. A2XFY cable - L | 1.18 | 0 | Mtr. | Labour _ 3.5Cx95 Sq.mm. A2XFY cable - L _1074686
No category |  |  | 3.5Cx95 Sq.mm. A2XFY cable - M | 1.18 | 0 | Mtr. | Labour _ 3.5Cx95 Sq.mm. A2XFY cable - M _1074685
No category |  |  | 3/4 Core x 2.5 SQ. MM. Power supply Cabling M | 0 | 0 | Rmt. | Labour _ 3/4 Core x 2.5 SQ. MM. Power supply Cabling M _1066261
No category |  |  | 3/4 Core x 2.5 SQ. MM. Power supply Cabling L | 0 | 0 | Rmt. | Labour _ 3/4 Core x 2.5 SQ. MM. Power supply Cabling L _1066405
No category |  |  | 3/4 inch dia pipe (20mm) For Internal Water Supply | 1 | 0 | Rmt. | Labour _ 3/4 inch dia pipe (20mm) For Internal Water Supply _10602
No category |  |  | 3/4 Inch Hose pipe on rental Basis | 1.18 | 0 | SET | Labour _ 3/4 Inch Hose pipe on rental Basis _1076295
No category |  |  | 3/4" CPVC pipe hanging | 0 | 0 | FT | Labour _ 3/4" CPVC pipe hanging _1073161
No category |  |  | 3/4" diameter Kitech composite pipes and fittings (L) | 1.18 | 0 | Mtr. | Labour _ 3/4" diameter Kitech composite pipes and fittings (L) _1075518
No category |  |  | 3/4" diameter Kitech composite pipes and fittings (M) | 1.18 | 0 | Mtr. | Labour _ 3/4" diameter Kitech composite pipes and fittings (M) _1075517
No category |  |  | 3/4" diameter, NB SCH 40 uPVC pipe | 1.18 | 0 | Rmt. | Labour _ 3/4" diameter, NB SCH 40 uPVC pipe _1070828
No category |  |  | 3/4" diameter, NB SCH 40 uPVC pipe (Exposed) | 1.18 | 0 | Mtr. | Labour _ 3/4" diameter, NB SCH 40 uPVC pipe (Exposed) _1070833
No category |  |  | 30 HP Dewatering Pump | 1.18 | 0 | DAY | Labour _ 30 HP Dewatering Pump _1081648
No category |  |  | 30 HP ODU refrigerant suction with insulation of material L | 0 | 0 | Rmt. | Labour _ 30 HP ODU refrigerant suction with insulation of material L _1066377
No category |  |  | 30 HP ODU refrigerant suction with insulation of material M | 0 | 0 | Rmt. | Labour _ 30 HP ODU refrigerant suction with insulation of material M _1066227
No category |  |  | 30 HP ODU refrigerant liquid with insulation of material M | 0 | 0 | Rmt. | Labour _ 30 HP ODU refrigerant liquid with insulation of material M _1066236
No category |  |  | 30 HP ODU refrigerant liquid with insulation of materialL | 0 | 0 | Rmt. | Labour _ 30 HP ODU refrigerant liquid with insulation of materialL _1066386
No category |  |  | 30% After civil finishes report submission and approval | 0.12 | 0 | Sq.ft | Labour _ 30% After civil finishes report submission and approval _1072839
No category |  |  | 30% after final MEP & Infra report submission and approval | 0.12 | 0 | SQ.FT | Labour _ 30% after final MEP & Infra report submission and approval _1072840
No category |  |  | 30% after RCC core & shell report submission and approval | 0.12 | 0 | Sq.ft | Labour _ 30% after RCC core & shell report submission and approval _1072838
No category |  |  | 30% during construction phase (No of casting slab) | 1.18 | 0 | Lumsum | Labour _ 30% during construction phase (No of casting slab) _1071243
No category |  |  | 30% During Construction Stage | 1.18 | 0 | Lumsum | Labour _ 30% During Construction Stage _1072274
No category |  |  | 30% shall be equally divided while issuing of RCC slab drawi | 1.18 | 0 | Lumsum | Labour _ 30% shall be equally divided while issuing of RCC slab drawi _1071224
No category |  |  | 30. Ph-2 SITC 25mm dia. Domestic water Meter | 1 | 0 | Nos | Labour _ 30. Ph-2 SITC 25mm dia. Domestic water Meter _1065852
No category |  |  | 300 mm width x 50 mm depth (Perforated tray ) L | 1.18 | 0 | Rmt. | Labour _ 300 mm width x 50 mm depth (Perforated tray ) L _1080853
No category |  |  | 300 mm width x 50 mm depth (Perforated tray ) M | 1.18 | 0 | Rmt. | Labour _ 300 mm width x 50 mm depth (Perforated tray ) M _1080835
No category |  |  | 300 mm dia pile foundation up to 10' | 1.18 | 0 | Nos | Labour _ 300 mm dia pile foundation up to 10' _1071498
No category |  |  | 300 MM Dia RCC NP2 class pipes conforming to IS:458 - 2003 | 0 | 0 | Rmt. | Labour _ 300 MM Dia RCC NP2 class pipes conforming to IS:458 - 2003 _1065753
No category |  |  | 300 mm dia. 6 Kg/cm2 Agriculture PVC pipe M | 0 | 0 | Rmt. | Labour _ 300 mm dia. 6 Kg/cm2 Agriculture PVC pipe M _12002
No category |  |  | 300 mm dia. 6 Kg/cm2 Agriculture PVC pipe L | 0 | 0 | Rmt. | Labour _ 300 mm dia. 6 Kg/cm2 Agriculture PVC pipe L _12340
No category |  |  | 300 mm dia. NP2 class (HUME) pipe L | 0 | 0 | Rmt. | Labour _ 300 mm dia. NP2 class (HUME) pipe L _1069625
No category |  |  | 300 mm dia. NP2 class (HUME) pipe M | 0 | 0 | Rmt. | Labour _ 300 mm dia. NP2 class (HUME) pipe M _1069180
No category |  |  | 300 mm dia. RCC NP2 class (HUME) pipe M | 0 | 0 | Rmt. | Labour _ 300 mm dia. RCC NP2 class (HUME) pipe M _12061
No category |  |  | 300 mm dia. RCC NP2 class (HUME) pipe L | 0 | 0 | Rmt. | Labour _ 300 mm dia. RCC NP2 class (HUME) pipe L _12393
No category |  |  | 300 mm dia. SN4/SN8 Rigid PVC Pipes L | 0 | 0 | Rmt. | Labour _ 300 mm dia. SN4/SN8 Rigid PVC Pipes L _1069630
No category |  |  | 300 mm dia. SN4/SN8 Rigid PVC Pipes M | 0 | 0 | Rmt. | Labour _ 300 mm dia. SN4/SN8 Rigid PVC Pipes M _1069186
No category |  |  | 300 mm ladder tray (16 SWG). M | 0 | 0 | Rmt. | Labour _ 300 mm ladder tray (16 SWG). M _10911
No category |  |  | 300 mm ladder tray (16 SWG). L | 0 | 0 | Rmt. | Labour _ 300 mm ladder tray (16 SWG). L _11517
No category |  |  | 300 mm perforated tray cover (16 SWG). M | 0 | 0 | Rmt. | Labour _ 300 mm perforated tray cover (16 SWG). M _10920
No category |  |  | 300 mm perforated tray cover (16 SWG). L | 0 | 0 | Rmt. | Labour _ 300 mm perforated tray cover (16 SWG). L _11525
No category |  |  | 300 mm Wide FRP grating Heavy Duty L | 0 | 0 | Rmt. | Labour _ 300 mm Wide FRP grating Heavy Duty L _1069605
No category |  |  | 300 mm Wide FRP grating Heavy Duty M | 0 | 0 | Rmt. | Labour _ 300 mm Wide FRP grating Heavy Duty M _1069159
No category |  |  | 300 mm wide Granite Wall Top | 1.18 | 0 | Rmt. | Labour _ 300 mm wide Granite Wall Top _1072470
No category |  |  | 300 sq.mm. 3.5 core L.T. cable - L | 1.18 | 0 | Mtr. | Labour _ 300 sq.mm. 3.5 core L.T. cable - L _1074309
No category |  |  | 300 sq.mm. 3.5 core L.T. cable - M | 1.18 | 0 | Mtr. | Labour _ 300 sq.mm. 3.5 core L.T. cable - M _1074341
No category |  |  | 300 sq.mm. ID termination - L | 1.18 | 0 | Nos | Labour _ 300 sq.mm. ID termination - L _1074318
No category |  |  | 300 sq.mm. ID termination - M | 1.18 | 0 | Nos | Labour _ 300 sq.mm. ID termination - M _1074350
No category |  |  | 300 sq.mm. ID type joints L | 1.18 | 0 | Nos | Labour _ 300 sq.mm. ID type joints L _1077072
No category |  |  | 300 sq.mm. ID type joints M | 1.18 | 0 | Nos | Labour _ 300 sq.mm. ID type joints M _1077071
No category |  |  | 300 sq.mm. straight through joint L | 1.18 | 0 | Nos | Labour _ 300 sq.mm. straight through joint L _1077112
No category |  |  | 300 sq.mm. straight through joint M | 1.18 | 0 | Nos | Labour _ 300 sq.mm. straight through joint M _1077113
No category |  |  | 300 sq.mm. Touch proff joint termination - L | 1.18 | 0 | Nos | Labour _ 300 sq.mm. Touch proff joint termination - L _1074319
No category |  |  | 300 sq.mm. Touch proff joint termination - M | 1.18 | 0 | Nos | Labour _ 300 sq.mm. Touch proff joint termination - M _1074351
No category |  |  | 300 sq.mm. x 3.5 core LT cable ( Building X mer to FP ) L | 1.18 | 0 | Rmt. | Labour _ 300 sq.mm. x 3.5 core LT cable ( Building X mer to FP ) L _1077095
No category |  |  | 300 sq.mm. x 3.5 core LT cable ( Building X mer to FP ) M | 1.18 | 0 | Rmt. | Labour _ 300 sq.mm. x 3.5 core LT cable ( Building X mer to FP ) M _1077096
No category |  |  | 300 sqmm 22 KV 3 core (E) (L+M) | 1 | 0 | Rmt. | Labour _ 300 sqmm 22 KV 3 core (E) (L+M) _8889
No category |  |  | 300 SQMM 3.5 C AL ARM. XLPE CABLE | 1 | 0 | Rmt. | Labour _ 300 SQMM 3.5 C AL ARM. XLPE CABLE _1065660
No category |  |  | 300 SQMM 3.5 C AL ARM. XLPE CABLE END TERMINATION | 1 | 0 | Nos | Labour _ 300 SQMM 3.5 C AL ARM. XLPE CABLE END TERMINATION _1065676
No category |  |  | 300 Sqmm X 3 Core , 22 KV , HT Cable L | 1.18 | 0 | Mtr. | Labour _ 300 Sqmm X 3 Core , 22 KV , HT Cable L _1078967
No category |  |  | 300 Sqmm X 3 Core , 22 KV , HT Cable M | 1.18 | 0 | Mtr. | Labour _ 300 Sqmm X 3 Core , 22 KV , HT Cable M _1078968
No category |  |  | 300 Sqmm X 3.5 C Al Armoured Cable L | 1.18 | 0 | Nos | Labour _ 300 Sqmm X 3.5 C Al Armoured Cable L _1079384
No category |  |  | 300 Sqmm X 3.5 C Al Armoured Cable M | 1.18 | 0 | Nos | Labour _ 300 Sqmm X 3.5 C Al Armoured Cable M _1079385
No category |  |  | 300 Sqmm X 3.5 C Al Armoured FRLS Outer sheathed Cable L | 1.18 | 0 | Mtr. | Labour _ 300 Sqmm X 3.5 C Al Armoured FRLS Outer sheathed Cable L _1078894
No category |  |  | 300 Sqmm X 3.5 C Al Armoured FRLS Outer sheathed Cable M | 1.18 | 0 | Mtr. | Labour _ 300 Sqmm X 3.5 C Al Armoured FRLS Outer sheathed Cable M _1078895
No category |  |  | 300 X 300 Antiskid Ceramic tiles | 0 | 0 | Sqm | Labour _ 300 X 300 Antiskid Ceramic tiles _1070304
No category |  |  | 300 x 300mm chamber with 150 x 100mm size `P' trap | 1 | 0 | Nos | Labour _ 300 x 300mm chamber with 150 x 100mm size `P' trap _10654
No category |  |  | 300 X 50 GI PERFORTED TYPE TRAY ON FABRICATED SUPPORTS | 0 | 0 | Rmt. | Labour _ 300 X 50 GI PERFORTED TYPE TRAY ON FABRICATED SUPPORTS _1065721
No category |  |  | 300 X 600 Ceramic tiles | 0 | 0 | Sqm | Labour _ 300 X 600 Ceramic tiles _1070311
No category |  |  | 300mm dia class B MS pipe, 4.85 mm thick L | 1.18 | 0 | Mtr. | Labour _ 300mm dia class B MS pipe, 4.85 mm thick L _1077200
No category |  |  | 300mm dia class B MS pipe, 4.85 mm thick M | 1.18 | 0 | Mtr. | Labour _ 300mm dia class B MS pipe, 4.85 mm thick M _1077201
No category |  |  | 300mm dia. G.I.' C' Class ERW Heavy duty pipes M | 0 | 0 | Rmt. | Labour _ 300mm dia. G.I.' C' Class ERW Heavy duty pipes M _11815
No category |  |  | 300mm dia. G.I.' C' Class ERW Heavy duty pipes L | 0 | 0 | Rmt. | Labour _ 300mm dia. G.I.' C' Class ERW Heavy duty pipes L _435460
No category |  |  | 300mm Dia. MS flange - M | 1.18 | 0 | Nos | Labour _ 300mm Dia. MS flange - M _1076068
No category |  |  | 300mm drain channel - Labour | 1.18 | 0 | Rmt. | Labour _ 300mm drain channel - Labour _1073563
No category |  |  | 300mm drain channel - Material | 1.18 | 0 | Rmt. | Labour _ 300mm drain channel - Material _1073562
No category |  |  | 300mm RCC NP3 Pipe | 0 | 0 | Rmt. | Labour _ 300mm RCC NP3 Pipe _1068651
No category |  |  | 300MM thk.AAC Blocks works | 1.18 | 0 | SQM | Labour _ 300MM thk.AAC Blocks works _1070267
No category |  |  | 300mm Wide drain Channel | 1.18 | 0 | Mtr. | Labour _ 300mm Wide drain Channel _1070887
No category |  |  | 300mm wide drain channel MS grating Heavy Duty L | 1.18 | 0 | Rmt. | Labour _ 300mm wide drain channel MS grating Heavy Duty L _1080407
No category |  |  | 300mm wide drain channel MS grating Heavy Duty M | 1.18 | 0 | Rmt. | Labour _ 300mm wide drain channel MS grating Heavy Duty M _1080408
No category |  |  | 300mm wide FRP MS grating Heavy Duty L | 1.18 | 0 | Rmt. | Labour _ 300mm wide FRP MS grating Heavy Duty L _1077845
No category |  |  | 300mm wide FRP MS grating Heavy Duty M | 1.18 | 0 | Rmt. | Labour _ 300mm wide FRP MS grating Heavy Duty M _1077846
No category |  |  | 300mm x 50mm X 2mm thick GI perforated Tray L | 1.18 | 0 | Mtr. | Labour _ 300mm x 50mm X 2mm thick GI perforated Tray L _1076983
No category |  |  | 300mm x 50mm X 2mm thick GI perforated Tray M | 1.18 | 0 | Mtr. | Labour _ 300mm x 50mm X 2mm thick GI perforated Tray M _1076984
No category |  |  | 300mm X 50mm X 2mm Perforated type Tray L | 1.18 | 0 | Mtr. | Labour _ 300mm X 50mm X 2mm Perforated type Tray L _1079378
No category |  |  | 300mm X 50mm X 2mm Perforated type Tray M | 1.18 | 0 | Mtr. | Labour _ 300mm X 50mm X 2mm Perforated type Tray M _1079379
No category |  |  | 300mm x 50mmx2mm thick HDGI Perforated Tray M | 1.18 | 0 | Mtr. | Labour _ 300mm x 50mmx2mm thick HDGI Perforated Tray M _1077497
No category |  |  | 300mm x 50mmx2mm thick HDGI Perforated Tray L | 1.18 | 0 | Mtr. | Labour _ 300mm x 50mmx2mm thick HDGI Perforated Tray L _1077496
No category |  |  | 300x1200mm acoustic felt suspended ceiling 25mm | 0 | 0 | Nos | Labour _ 300x1200mm acoustic felt suspended ceiling 25mm _1072676
No category |  |  | 300x300 tile (M) | 1.18 | 0 | Sq.ft | Labour _ 300x300 tile (M) _1070229
No category |  |  | 300x50 mm perforated tray (16 SWG) L | 1.18 | 0 | Rmt. | Labour _ 300x50 mm perforated tray (16 SWG) L _1076947
No category |  |  | 300x50 mm perforated tray (16 SWG) M | 1.18 | 0 | Rmt. | Labour _ 300x50 mm perforated tray (16 SWG) M _1076948
No category |  |  | 300x50 mm perforated tray (14 SWG).L | 1.18 | 0 | Rmt. | Labour _ 300x50 mm perforated tray (14 SWG).L _1081706
No category |  |  | 300x50 mm perforated tray (14 SWG).M | 1.18 | 0 | Rmt. | Labour _ 300x50 mm perforated tray (14 SWG).M _1081707
No category |  |  | 300x50mm ladder tray (14 SWG).L | 1.18 | 0 | Rmt. | Labour _ 300x50mm ladder tray (14 SWG).L _1081700
No category |  |  | 300x50mm ladder tray (14 SWG).M | 1.18 | 0 | Rmt. | Labour _ 300x50mm ladder tray (14 SWG).M _1081701
No category |  |  | 300x50mmx2mm thick HDGI Ladder Tray L | 1.18 | 0 | Mtr. | Labour _ 300x50mmx2mm thick HDGI Ladder Tray L _1077486
No category |  |  | 300x50mmx2mm thick HDGI Ladder Tray M | 1.18 | 0 | Mtr. | Labour _ 300x50mmx2mm thick HDGI Ladder Tray M _1077487
No category |  |  | 300X50X50X2 mm Cable Trays | 1.18 | 0 | Rmt. | Labour _ 300X50X50X2 mm Cable Trays _1070278
No category |  |  | 30Mtr M.S. Steel Structure (L) | 1.18 | 0 | Job | Labour _ 30Mtr M.S. Steel Structure (L) _1077208
No category |  |  | 30Mtr M.S. Steel Structure (M) | 1.18 | 0 | Job | Labour _ 30Mtr M.S. Steel Structure (M) _1077209
No category |  |  | 30th Floor -Gypsum Plaster 12mm thick to walls | 1.18 | 0 | SQM. | Labour _ 30th Floor -Gypsum Plaster 12mm thick to walls _1071667
No category |  |  | 30th Floor -Gypsum Plaster 12mm thick to walls above 3.65m | 1.18 | 0 | SQM. | Labour _ 30th Floor -Gypsum Plaster 12mm thick to walls above 3.65m _1071718
No category |  |  | 30th Floor -Gypsum Plaster 12mm thick to walls below 3.65m | 1.18 | 0 | SQM. | Labour _ 30th Floor -Gypsum Plaster 12mm thick to walls below 3.65m _1071769
No category |  |  | 30th Floor -Gypsum Punning 6mm thick to Ceiling | 1.18 | 0 | SQM. | Labour _ 30th Floor -Gypsum Punning 6mm thick to Ceiling _1071616
No category |  |  | 30V, 100 Ah Battery Charger with Batterie L | 1.18 | 0 | Nos | Labour _ 30V, 100 Ah Battery Charger with Batterie L _1078793
No category |  |  | 30V, 100 Ah Battery Charger with Batterie M | 1.18 | 0 | Nos | Labour _ 30V, 100 Ah Battery Charger with Batterie M _1078794
No category |  |  | 31. Ph-2 SITC 40mm dia. Domestic water Meter | 1 | 0 | Nos | Labour _ 31. Ph-2 SITC 40mm dia. Domestic water Meter _1065853
No category |  |  | 3118 / Wired Inlet Connector 18"/ Vaking-3 L | 0 | 0 | Nos | Labour _ 3118 / Wired Inlet Connector 18"/ Vaking-3 L _1069731
No category |  |  | 3118 / Wired Inlet Connector 18"/ Vaking-3 M | 0 | 0 | Nos | Labour _ 3118 / Wired Inlet Connector 18"/ Vaking-3 M _1069726
No category |  |  | 3118 / Wired Inlet Connector 18" /Vaking-4 L | 0 | 0 | Nos | Labour _ 3118 / Wired Inlet Connector 18" /Vaking-4 L _1069740
No category |  |  | 3118 / Wired Inlet Connector 18" /Vaking-4 M | 0 | 0 | Nos | Labour _ 3118 / Wired Inlet Connector 18" /Vaking-4 M _1069736
No category |  |  | 3118/ Wired Inlet Connector 18" /Vaking L | 0 | 0 | Nos | Labour _ 3118/ Wired Inlet Connector 18" /Vaking L _1069680
No category |  |  | 3118/ Wired Inlet Connector 18" /Vaking M | 0 | 0 | Nos | Labour _ 3118/ Wired Inlet Connector 18" /Vaking M _1069673
No category |  |  | 3118/ Wired Inlet Connector 18" /Vaking-1 L | 0 | 0 | Nos | Labour _ 3118/ Wired Inlet Connector 18" /Vaking-1 L _1069691
No category |  |  | 3118/ Wired Inlet Connector 18" /Vaking-1 M | 0 | 0 | Nos | Labour _ 3118/ Wired Inlet Connector 18" /Vaking-1 M _1069686
No category |  |  | 3118/ Wired Inlet Connector 18" /Vaking-2 L | 0 | 0 | Nos | Labour _ 3118/ Wired Inlet Connector 18" /Vaking-2 L _1069703
No category |  |  | 3118/ Wired Inlet Connector 18" /Vaking-2 M | 0 | 0 | Nos | Labour _ 3118/ Wired Inlet Connector 18" /Vaking-2 M _1069697
No category |  |  | 315 A 4P MCCB (L) | 1.18 | 0 | Nos | Labour _ 315 A 4P MCCB (L) _1073873
No category |  |  | 315 A 4P MCCB (M) | 1.18 | 0 | Nos | Labour _ 315 A 4P MCCB (M) _1073872
No category |  |  | 315 A 4P MCCB IN M.S.ENCLOSURE- L | 1.18 | 0 | Nos | Labour _ 315 A 4P MCCB IN M.S.ENCLOSURE- L _1074672
No category |  |  | 315 A 4P MCCB IN M.S.ENCLOSURE- M | 1.18 | 0 | Nos | Labour _ 315 A 4P MCCB IN M.S.ENCLOSURE- M _1074671
No category |  |  | 315 GASKET - L | 1.18 | 0 | Nos | Labour _ 315 GASKET - L _1075919
No category |  |  | 315 GASKET - M | 1.18 | 0 | Nos | Labour _ 315 GASKET - M _1075876
No category |  |  | 315 mm EF Coupler | 0 | 0 | Nos | Labour _ 315 mm EF Coupler _1070503
No category |  |  | 315 mm EF Elbow 90 | 0 | 0 | Nos | Labour _ 315 mm EF Elbow 90 _1070507
No category |  |  | 315 mm ms blind Flange - L | 1.18 | 0 | Nos | Labour _ 315 mm ms blind Flange - L _1075924
No category |  |  | 315 mm ms blind Flange - M | 1.18 | 0 | Nos | Labour _ 315 mm ms blind Flange - M _1075881
No category |  |  | 315 MM MS FLANGE - L | 1.18 | 0 | Nos | Labour _ 315 MM MS FLANGE - L _1075918
No category |  |  | 315 MM MS FLANGE - M | 1.18 | 0 | Nos | Labour _ 315 MM MS FLANGE - M _1075875
No category |  |  | 315 MM STUB END - L | 1.18 | 0 | Nos | Labour _ 315 MM STUB END - L _1075917
No category |  |  | 315 MM STUB END - M | 1.18 | 0 | Nos | Labour _ 315 MM STUB END - M _1075874
No category |  |  | 315 Repair joint - L | 1.18 | 0 | Nos | Labour _ 315 Repair joint - L _1075929
No category |  |  | 315 Repair joint - M | 1.18 | 0 | Nos | Labour _ 315 Repair joint - M _1075898
No category |  |  | 315 TEE - L | 1.18 | 0 | Nos | Labour _ 315 TEE - L _1075922
No category |  |  | 315 TEE - M | 1.18 | 0 | Nos | Labour _ 315 TEE - M _1075879
No category |  |  | 315 X 90 REDUCER - L | 1.18 | 0 | Nos | Labour _ 315 X 90 REDUCER - L _1075933
No category |  |  | 315 X 90 REDUCER - M | 1.18 | 0 | Nos | Labour _ 315 X 90 REDUCER - M _1075902
No category |  |  | 31st Floor -Gypsum Plaster 12mm thick to walls | 1.18 | 0 | SQM. | Labour _ 31st Floor -Gypsum Plaster 12mm thick to walls _1071668
No category |  |  | 31st Floor -Gypsum Plaster 12mm thick to walls above 3.65m | 1.18 | 0 | SQM. | Labour _ 31st Floor -Gypsum Plaster 12mm thick to walls above 3.65m _1071719
No category |  |  | 31st Floor -Gypsum Plaster 12mm thick to walls below 3.65m | 1.18 | 0 | SQM. | Labour _ 31st Floor -Gypsum Plaster 12mm thick to walls below 3.65m _1071770
No category |  |  | 31st Floor -Gypsum Punning 6mm thick to Ceiling | 1.18 | 0 | SQM. | Labour _ 31st Floor -Gypsum Punning 6mm thick to Ceiling _1071617
No category |  |  | 32 A 4P MCB IN M.S.ENCLOSURE | 1.18 | 0 | Nos | Labour _ 32 A 4P MCB IN M.S.ENCLOSURE _1079306
No category |  |  | 32 A 5PIN 10 KA 30MA MCPS WITH RCBO - L | 1.18 | 0 | Nos | Labour _ 32 A 5PIN 10 KA 30MA MCPS WITH RCBO - L _1076705
No category |  |  | 32 A 5PIN 10 KA 30MA MCPS WITH RCBO - M | 1.18 | 0 | Nos | Labour _ 32 A 5PIN 10 KA 30MA MCPS WITH RCBO - M _1076704
No category |  |  | 32 amp ATS (Auto Transfer Switch) - L | 1.18 | 0 | Nos | Labour _ 32 amp ATS (Auto Transfer Switch) - L _1075058
No category |  |  | 32 amp ATS (Auto Transfer Switch) - M | 1.18 | 0 | Nos | Labour _ 32 amp ATS (Auto Transfer Switch) - M _1075134
No category |  |  | 32 Amp TP L | 1.18 | 0 | Nos | Labour _ 32 Amp TP L _1080868
No category |  |  | 32 Amp TP M | 1.18 | 0 | Nos | Labour _ 32 Amp TP M _1080869
No category |  |  | 32 Amps 5 pin 1ø Industrial socket & 32A SPMCB M | 0 | 0 | Nos | Labour _ 32 Amps 5 pin 1ø Industrial socket & 32A SPMCB M _10842
No category |  |  | 32 Amps 5 pin 1ø Industrial socket & 32A SPMCB L | 0 | 0 | Nos | Labour _ 32 Amps 5 pin 1ø Industrial socket & 32A SPMCB L _11460
No category |  |  | 32 Amps 5 pin 3 ø Industrial socket (L) | 1.18 | 0 | Nos | Labour _ 32 Amps 5 pin 3 ø Industrial socket (L) _9957
No category |  |  | 32 Amps 5 pin 3 ø Industrial socket (M) | 1.18 | 0 | Nos | Labour _ 32 Amps 5 pin 3 ø Industrial socket (M) _10303
No category |  |  | 32 Amps 5 pin 3 ø Industrial socket L+M | 1.18 | 0 | Nos | Labour _ 32 Amps 5 pin 3 ø Industrial socket L+M _9422
No category |  |  | 32 Channel NVR : 4SATA interface, VGA and HDMI Outputs | 1 | 0 | Nos | Labour _ 32 Channel NVR : 4SATA interface, VGA and HDMI Outputs _1065774
No category |  |  | 32 Channel NVR L | 1.18 | 0 | Nos | Labour _ 32 Channel NVR L _1077558
No category |  |  | 32 Channel NVR M | 1.18 | 0 | Nos | Labour _ 32 Channel NVR M _1077559
No category |  |  | 32 INCH LCD Monitor - L | 1.18 | 0 | Nos | Labour _ 32 INCH LCD Monitor - L _1075070
No category |  |  | 32 INCH LCD Monitor - M | 1.18 | 0 | Nos | Labour _ 32 INCH LCD Monitor - M _1075069
No category |  |  | 32 Inch LED TV (L) | 1.18 | 0 | Nos | Labour _ 32 Inch LED TV (L) _1072450
No category |  |  | 32 Inch LED TV (M) | 1.18 | 0 | Nos | Labour _ 32 Inch LED TV (M) _1072449
No category |  |  | 32 mm 6 kg HDPE Pipe | 1.18 | 0 | Rmt. | Labour _ 32 mm 6 kg HDPE Pipe _1074005
No category |  |  | 32 mm dia brass Ball valve PN 10-25 (L) | 1.18 | 0 | Nos | Labour _ 32 mm dia brass Ball valve PN 10-25 (L) _1071874
No category |  |  | 32 mm dia brass Ball valve PN 10-25 (M) | 1.18 | 0 | Nos | Labour _ 32 mm dia brass Ball valve PN 10-25 (M) _1071873
No category |  |  | 32 MM Dia Float Valve (L) | 1.18 | 0 | Nos | Labour _ 32 MM Dia Float Valve (L) _1075545
No category |  |  | 32 MM Dia Float Valve (M) | 1.18 | 0 | Nos | Labour _ 32 MM Dia Float Valve (M) _1075544
No category |  |  | 32 mm dia HMS FRPVC for electrical wires. M | 0 | 0 | Rmt. | Labour _ 32 mm dia HMS FRPVC for electrical wires. M _10948
No category |  |  | 32 mm dia HMS FRPVC for electrical wires. L | 0 | 0 | Rmt. | Labour _ 32 mm dia HMS FRPVC for electrical wires. L _11551
No category |  |  | 32 mm dia MMS FR PVC conduit for electrical wires for flat L | 0 | 0 | Rmt. | Labour _ 32 mm dia MMS FR PVC conduit for electrical wires for flat L _1067480
No category |  |  | 32 mm dia MMS FR PVC conduit for electrical wires for flat M | 0 | 0 | Rmt. | Labour _ 32 mm dia MMS FR PVC conduit for electrical wires for flat M _1067479
No category |  |  | 32 mm dia MMS PVC Conduit. Retail (M) | 1.18 | 0 | Rmt. | Labour _ 32 mm dia MMS PVC Conduit. Retail (M) _11698
No category |  |  | 32 mm dia MMS PVC Conduit. Retail L | 1.18 | 0 | Rmt. | Labour _ 32 mm dia MMS PVC Conduit. Retail L _11697
No category |  |  | 32 mm dia. Slow Closing Actuator(PN-10) L | 1.18 | 0 | Nos | Labour _ 32 mm dia. Slow Closing Actuator(PN-10) L _1077773
No category |  |  | 32 mm dia. (For Vent stack pipe) Rigid PVC Self Fit Pipes L | 0 | 0 | Rmt. | Labour _ 32 mm dia. (For Vent stack pipe) Rigid PVC Self Fit Pipes L _1069574
No category |  |  | 32 mm dia. (For Vent stack pipe) Rigid PVC Self Fit Pipes M | 0 | 0 | Rmt. | Labour _ 32 mm dia. (For Vent stack pipe) Rigid PVC Self Fit Pipes M _1068781
No category |  |  | 32 mm dia. (For Vent stack pipe) Rigid PVC Self Fit Pipes L | 0 | 0 | Rmt. | Labour _ 32 mm dia. (For Vent stack pipe) Rigid PVC Self Fit Pipes L _12336
No category |  |  | 32 mm dia. (For Vent stack pipe) Rigid PVC Self Fit Pipes M | 0 | 0 | Rmt. | Labour _ 32 mm dia. (For Vent stack pipe) Rigid PVC Self Fit Pipes M _11996
No category |  |  | 32 mm dia. (N.B. of pipe) C-PVC SDR 11 Class Pipes M | 0 | 0 | Rmt. | Labour _ 32 mm dia. (N.B. of pipe) C-PVC SDR 11 Class Pipes M _11913
No category |  |  | 32 mm dia. (N.B. of pipe) C-PVC SDR 11 Class Pipes L | 0 | 0 | Rmt. | Labour _ 32 mm dia. (N.B. of pipe) C-PVC SDR 11 Class Pipes L _12255
No category |  |  | 32 mm dia. (N.B. of pipe) GI C Class-flushing water L | 0 | 0 | Rmt. | Labour _ 32 mm dia. (N.B. of pipe) GI C Class-flushing water L _1069472
No category |  |  | 32 mm dia. (N.B. of pipe) GI C Class-flushing water M | 0 | 0 | Rmt. | Labour _ 32 mm dia. (N.B. of pipe) GI C Class-flushing water M _1068695
No category |  |  | 32 mm dia. (N.B. of pipe) SCH 40 U-PVC L | 0 | 0 | Rmt. | Labour _ 32 mm dia. (N.B. of pipe) SCH 40 U-PVC L _1069477
No category |  |  | 32 mm dia. (N.B. of pipe) SCH 40 U-PVC M | 0 | 0 | Rmt. | Labour _ 32 mm dia. (N.B. of pipe) SCH 40 U-PVC M _1068700
No category |  |  | 32 mm dia. (N.B. of pipe) SCH 80 U-PVC L | 0 | 0 | Rmt. | Labour _ 32 mm dia. (N.B. of pipe) SCH 80 U-PVC L _1069486
No category |  |  | 32 mm dia. (N.B. of pipe) SCH 80 U-PVC M | 0 | 0 | Rmt. | Labour _ 32 mm dia. (N.B. of pipe) SCH 80 U-PVC M _1068709
No category |  |  | 32 mm dia. (N.B. of pipe) SCH 80 U-PVC Basement L | 0 | 0 | Rmt. | Labour _ 32 mm dia. (N.B. of pipe) SCH 80 U-PVC Basement L _1069494
No category |  |  | 32 mm dia. (N.B. of pipe) SCH 80 U-PVC Basement M | 0 | 0 | Rmt. | Labour _ 32 mm dia. (N.B. of pipe) SCH 80 U-PVC Basement M _1068717
No category |  |  | 32 mm dia. (N.B. of pipe) UPVC - L | 1.18 | 0 | Mtr. | Labour _ 32 mm dia. (N.B. of pipe) UPVC - L _1075177
No category |  |  | 32 mm dia. (N.B. of pipe) UPVC - LAB | 1.18 | 0 | Mtr. | Labour _ 32 mm dia. (N.B. of pipe) UPVC - LAB _1075189
No category |  |  | 32 mm dia. (N.B. of pipe) UPVC - M | 1.18 | 0 | Mtr. | Labour _ 32 mm dia. (N.B. of pipe) UPVC - M _1075176
No category |  |  | 32 mm dia. (N.B. of pipe) UPVC - MAT | 1.18 | 0 | Mtr. | Labour _ 32 mm dia. (N.B. of pipe) UPVC - MAT _1075188
No category |  |  | 32 mm dia. Air Release Valve L | 0 | 0 | Nos | Labour _ 32 mm dia. Air Release Valve L _1069534
No category |  |  | 32 mm dia. Air Release Valve M | 0 | 0 | Nos | Labour _ 32 mm dia. Air Release Valve M _1068753
No category |  |  | 32 mm dia. Air Release Valve(PN-10) M | 0 | 0 | Nos | Labour _ 32 mm dia. Air Release Valve(PN-10) M _11974
No category |  |  | 32 mm dia. Air Release Valve(PN-10)L | 0 | 0 | Nos | Labour _ 32 mm dia. Air Release Valve(PN-10)L _12315
No category |  |  | 32 mm dia. Air Release Valve(PN-25) L | 1.18 | 0 | Nos | Labour _ 32 mm dia. Air Release Valve(PN-25) L _1079514
No category |  |  | 32 mm dia. Air Release Valve(PN-25) M | 1.18 | 0 | Nos | Labour _ 32 mm dia. Air Release Valve(PN-25) M _1079515
No category |  |  | 32 mm dia. Brass valve Domestic & Flushing L | 0 | 0 | Nos | Labour _ 32 mm dia. Brass valve Domestic & Flushing L _1069506
No category |  |  | 32 mm dia. Brass valve Domestic & Flushing M | 0 | 0 | Nos | Labour _ 32 mm dia. Brass valve Domestic & Flushing M _1068729
No category |  |  | 32 mm dia. CI Valve of Flushing Uptake (PN-10) L | 0 | 0 | Nos | Labour _ 32 mm dia. CI Valve of Flushing Uptake (PN-10) L _1069515
No category |  |  | 32 mm dia. CI Valve of Flushing Uptake (PN-10) M | 0 | 0 | Nos | Labour _ 32 mm dia. CI Valve of Flushing Uptake (PN-10) M _1068738
No category |  |  | 32 mm dia. G.I. Pipe Inserts L | 0 | 0 | Nos | Labour _ 32 mm dia. G.I. Pipe Inserts L _1069539
No category |  |  | 32 mm dia. G.I. Pipe Inserts M | 0 | 0 | Nos | Labour _ 32 mm dia. G.I. Pipe Inserts M _1068758
No category |  |  | 32 mm dia. G.M. Ball (PN-10) M | 0 | 0 | Nos | Labour _ 32 mm dia. G.M. Ball (PN-10) M _11919
No category |  |  | 32 mm dia. G.M. Ball (PN-10) L | 0 | 0 | Nos | Labour _ 32 mm dia. G.M. Ball (PN-10) L _12261
No category |  |  | 32 mm dia. G.M. Ball (PN-10)-1 L | 0 | 0 | Nos | Labour _ 32 mm dia. G.M. Ball (PN-10)-1 L _1067300
No category |  |  | 32 mm dia. G.M. Ball (PN-10)-1 M | 0 | 0 | Nos | Labour _ 32 mm dia. G.M. Ball (PN-10)-1 M _1067299
No category |  |  | 32 mm dia. G.M. Ball valve Domestic & Flushing Riser L | 0 | 0 | Nos | Labour _ 32 mm dia. G.M. Ball valve Domestic & Flushing Riser L _1069509
No category |  |  | 32 mm dia. G.M. Ball valve Domestic & Flushing Riser M | 0 | 0 | Nos | Labour _ 32 mm dia. G.M. Ball valve Domestic & Flushing Riser M _1068732
No category |  |  | 32 mm dia. G.M. Ball Valve (PN-10) L | 0 | 0 | Nos | Labour _ 32 mm dia. G.M. Ball Valve (PN-10) L _1065956
No category |  |  | 32 mm dia. G.M. Ball Valve (PN-10) M | 0 | 0 | Nos | Labour _ 32 mm dia. G.M. Ball Valve (PN-10) M _1065955
No category |  |  | 32 mm dia. Non Return Gun Metal Valve of (PN-10) M | 0 | 0 | Nos | Labour _ 32 mm dia. Non Return Gun Metal Valve of (PN-10) M _11955
No category |  |  | 32 mm dia. Non Return Gun Metal Valve of (PN-10) L | 0 | 0 | Nos | Labour _ 32 mm dia. Non Return Gun Metal Valve of (PN-10) L _12296
No category |  |  | 32 mm dia. P & F of brass mosquito proof grating L | 1.18 | 0 | Nos | Labour _ 32 mm dia. P & F of brass mosquito proof grating L _1077778
No category |  |  | 32 mm dia. P & F of brass mosquito proof grating M | 1.18 | 0 | Nos | Labour _ 32 mm dia. P & F of brass mosquito proof grating M _1077779
No category |  |  | 32 mm dia. Pressure Reducing Brass Valve(PN-10) M | 0 | 0 | Nos | Labour _ 32 mm dia. Pressure Reducing Brass Valve(PN-10) M _12049
No category |  |  | 32 mm dia. Pressure Reducing Brass Valve(PN-10) L | 0 | 0 | Nos | Labour _ 32 mm dia. Pressure Reducing Brass Valve(PN-10) L _12382
No category |  |  | 32 mm dia. Pressure Reducing Brass Valve(PN-10) Downtake L | 0 | 0 | Nos | Labour _ 32 mm dia. Pressure Reducing Brass Valve(PN-10) Downtake L _1069526
No category |  |  | 32 mm dia. Pressure Reducing Brass Valve(PN-10) Downtake M | 0 | 0 | Nos | Labour _ 32 mm dia. Pressure Reducing Brass Valve(PN-10) Downtake M _1068747
No category |  |  | 32 mm dia. Slow Closing Actuator(PN-10) L | 0 | 0 | Nos | Labour _ 32 mm dia. Slow Closing Actuator(PN-10) L _1067160
No category |  |  | 32 mm dia. Slow Closing Actuator(PN-10) M | 0 | 0 | Nos | Labour _ 32 mm dia. Slow Closing Actuator(PN-10) M _1067159
No category |  |  | 32 mm dia. Slow Closing Actuator(PN-10) Riser Line L | 0 | 0 | Nos | Labour _ 32 mm dia. Slow Closing Actuator(PN-10) Riser Line L _1069535
No category |  |  | 32 mm dia. Slow Closing Actuator(PN-10) Riser Line M | 0 | 0 | Nos | Labour _ 32 mm dia. Slow Closing Actuator(PN-10) Riser Line M _1068754
No category |  |  | 32 mm dia. Water pipe connection Digital Water Meter - L | 1.18 | 0 | Nos | Labour _ 32 mm dia. Water pipe connection Digital Water Meter - L _1075225
No category |  |  | 32 mm dia. Water pipe connection Digital Water Meter - M | 1.18 | 0 | Nos | Labour _ 32 mm dia. Water pipe connection Digital Water Meter - M _1075224
No category |  |  | 32 mm dia. Water pipe connection Mosquito Proof Grating L | 0 | 0 | Nos | Labour _ 32 mm dia. Water pipe connection Mosquito Proof Grating L _1069537
No category |  |  | 32 mm dia. Water pipe connection Mosquito Proof Grating M | 0 | 0 | Nos | Labour _ 32 mm dia. Water pipe connection Mosquito Proof Grating M _1068756
No category |  |  | 32 mm dia.( N.B of pipe )/C-PVC SDR 11 L | 0 | 0 | Rmt. | Labour _ 32 mm dia.( N.B of pipe )/C-PVC SDR 11 L _1069348
No category |  |  | 32 mm dia.( N.B of pipe )/C-PVC SDR 11 M | 0 | 0 | Rmt. | Labour _ 32 mm dia.( N.B of pipe )/C-PVC SDR 11 M _1069345
No category |  |  | 32 mm dia.(N.B. of pipe)ASTM - D 1785 SCH 40 U-PVC Pipe M | 0 | 0 | Rmt. | Labour _ 32 mm dia.(N.B. of pipe)ASTM - D 1785 SCH 40 U-PVC Pipe M _11938
No category |  |  | 32 mm dia.(N.B. of pipe)ASTM - D 1785 SCH 40 U-PVC Pipe L | 0 | 0 | Rmt. | Labour _ 32 mm dia.(N.B. of pipe)ASTM - D 1785 SCH 40 U-PVC Pipe L _12279
No category |  |  | 32 mm dia.(N.B. of pipe)ASTM - D 1785 SCH 80 U-PVC Pipe M | 0 | 0 | Rmt. | Labour _ 32 mm dia.(N.B. of pipe)ASTM - D 1785 SCH 80 U-PVC Pipe M _11931
No category |  |  | 32 mm dia.(N.B. of pipe)ASTM - D 1785 SCH 80 U-PVC Pipe L | 0 | 0 | Rmt. | Labour _ 32 mm dia.(N.B. of pipe)ASTM - D 1785 SCH 80 U-PVC Pipe L _12272
No category |  |  | 32 mm dia.(N.B. of pipe)ASTM - D 1785 SCH 80 U-PVC Pipe-1 L | 0 | 0 | Rmt. | Labour _ 32 mm dia.(N.B. of pipe)ASTM - D 1785 SCH 80 U-PVC Pipe-1 L _1067293
No category |  |  | 32 mm dia.(N.B. of pipe)ASTM - D 1785 SCH 80 U-PVC Pipe-1 M | 0 | 0 | Rmt. | Labour _ 32 mm dia.(N.B. of pipe)ASTM - D 1785 SCH 80 U-PVC Pipe-1 M _1067292
No category |  |  | 32 mm dia.brass Ball Valve - L | 1.18 | 0 | Nos | Labour _ 32 mm dia.brass Ball Valve - L _1075171
No category |  |  | 32 mm dia.brass Ball Valve - LAB | 1.18 | 0 | Nos | Labour _ 32 mm dia.brass Ball Valve - LAB _1075207
No category |  |  | 32 mm dia.brass Ball Valve - M | 1.18 | 0 | Nos | Labour _ 32 mm dia.brass Ball Valve - M _1075170
No category |  |  | 32 mm dia.brass Ball Valve - MAT | 1.18 | 0 | Nos | Labour _ 32 mm dia.brass Ball Valve - MAT _1075206
No category |  |  | 32 mm dia.brass Ball Valve L | 1.18 | 0 | Nos | Labour _ 32 mm dia.brass Ball Valve L _1079533
No category |  |  | 32 mm dia.brass Ball Valve M | 1.18 | 0 | Nos | Labour _ 32 mm dia.brass Ball Valve M _1079534
No category |  |  | 32 mm dia.Brass valve L | 0 | 0 | Rmt. | Labour _ 32 mm dia.Brass valve L _1069467
No category |  |  | 32 mm dia.Brass valve M | 0 | 0 | Nos | Labour _ 32 mm dia.Brass valve M _1068689
No category |  |  | 32 mm dia.insulation to hot water supply lines L | 0 | 0 | Rmt. | Labour _ 32 mm dia.insulation to hot water supply lines L _1067150
No category |  |  | 32 mm dia.insulation to hot water supply lines M | 0 | 0 | Rmt. | Labour _ 32 mm dia.insulation to hot water supply lines M _1067149
No category |  |  | 32 mm diameter, nominal bore PRV | 1.18 | 0 | Nos | Labour _ 32 mm diameter, nominal bore PRV _1070858
No category |  |  | 32 mm HDPE Pipe 6 kg | 1.18 | 0 | Lumsum | Labour _ 32 mm HDPE Pipe 6 kg _1071014
No category |  |  | 32 mm Rock Anchoring - Drilling & Grouting | 0 | 0 | Nos | Labour _ 32 mm Rock Anchoring - Drilling & Grouting _1067309
No category |  |  | 32 MM X 6 MM Copper Earthing strip L | 1.18 | 0 | Mtr. | Labour _ 32 MM X 6 MM Copper Earthing strip L _1075439
No category |  |  | 32 MM X 6 MM Copper Earthing strip M | 1.18 | 0 | Mtr. | Labour _ 32 MM X 6 MM Copper Earthing strip M _1075438
No category |  |  | 32 MM X 6 MM G.I. Earthing Strip | 1.18 | 0 | Mtr. | Labour _ 32 MM X 6 MM G.I. Earthing Strip _1070788
No category |  |  | 32 NB Domestic Water Meter (L) | 1.18 | 0 | Nos | Labour _ 32 NB Domestic Water Meter (L) _1075533
No category |  |  | 32 NB Domestic Water Meter (M) | 1.18 | 0 | Nos | Labour _ 32 NB Domestic Water Meter (M) _1075532
No category |  |  | 32 NB G.I.' C' Class ERW Heavy duty pipes L | 0 | 0 | Rmt. | Labour _ 32 NB G.I.' C' Class ERW Heavy duty pipes L _1065586
No category |  |  | 32 NB G.I.' C' Class ERW Heavy duty pipes M | 0 | 0 | Rmt. | Labour _ 32 NB G.I.' C' Class ERW Heavy duty pipes M _1065585
No category |  |  | 32 Port POE Network Switch (L) | 1.18 | 0 | Nos | Labour _ 32 Port POE Network Switch (L) _1073699
No category |  |  | 32 Port POE Network Switch (M) | 1.18 | 0 | Nos | Labour _ 32 Port POE Network Switch (M) _1073698
No category |  |  | 32 W LED Down Lighter REC. Mounted Fitting L | 1.18 | 0 | Nos | Labour _ 32 W LED Down Lighter REC. Mounted Fitting L _1077482
No category |  |  | 32 W LED Down Lighter REC. Mounted Fitting M | 1.18 | 0 | Nos | Labour _ 32 W LED Down Lighter REC. Mounted Fitting M _1077483
No category |  |  | 32 x 6 mm. GI strip | 1.18 | 0 | Rmt. | Labour _ 32 x 6 mm. GI strip _11340
No category |  |  | 32 x 6 mm. GI strip L | 1.18 | 0 | Rmt. | Labour _ 32 x 6 mm. GI strip L _1080967
No category |  |  | 32 x 6 mm. GI strip. LAB | 1.18 | 0 | Mtr. | Labour _ 32 x 6 mm. GI strip. LAB _1075140
No category |  |  | 32 x 6 mm. GI strip. M | 0 | 0 | Rmt. | Labour _ 32 x 6 mm. GI strip. M _10708
No category |  |  | 32 x 6 mm. GI strip. MAT | 1.18 | 0 | Mtr. | Labour _ 32 x 6 mm. GI strip. MAT _1075139
No category |  |  | 32 x 6mm Cu strip with sleeves | 0 | 0 | Rmt. | Labour _ 32 x 6mm Cu strip with sleeves _11247
No category |  |  | 32 x 6mm Cu strip with sleeves | 0 | 0 | Rmt. | Labour _ 32 x 6mm Cu strip with sleeves _11589
No category |  |  | 32'' LED Screen With 5 Mtr HDMI | 1 | 0 | Nos | Labour _ 32'' LED Screen With 5 Mtr HDMI _1065777
No category |  |  | 32. Ph-2 SITC 50mm dia. Domestic water Meter | 1 | 0 | Nos | Labour _ 32. Ph-2 SITC 50mm dia. Domestic water Meter _1065854
No category |  |  | 320A 4P Isolator in readymade box enclosure. M | 0 | 0 | Nos | Labour _ 320A 4P Isolator in readymade box enclosure. M _10852
No category |  |  | 320A 4P Isolator in readymade box enclosure. L | 0 | 0 | Nos | Labour _ 320A 4P Isolator in readymade box enclosure. L _11470
No category |  |  | 32813000 / BauFlow OHM cold water /Grohe L | 0 | 0 | Nos | Labour _ 32813000 / BauFlow OHM cold water /Grohe L _1069728
No category |  |  | 32813000 / BauFlow OHM cold water /Grohe M | 0 | 0 | Nos | Labour _ 32813000 / BauFlow OHM cold water /Grohe M _1069723
No category |  |  | 32813000/ BauFlow OHM cold water / Grohe L | 0 | 0 | Nos | Labour _ 32813000/ BauFlow OHM cold water / Grohe L _1069737
No category |  |  | 32813000/ BauFlow OHM cold water / Grohe M | 0 | 0 | Nos | Labour _ 32813000/ BauFlow OHM cold water / Grohe M _1069733
No category |  |  | 32851000 Single Lever Short Body Pillar Cock Grohe L | 0 | 0 | Nos | Labour _ 32851000 Single Lever Short Body Pillar Cock Grohe L _1065991
No category |  |  | 32851000 Single Lever Short Body Pillar Cock Grohe M | 0 | 0 | Nos | Labour _ 32851000 Single Lever Short Body Pillar Cock Grohe M _1065990
No category |  |  | 32851000 / Basin Mixer / Grohe L | 0 | 0 | Nos | Labour _ 32851000 / Basin Mixer / Grohe L _1069676
No category |  |  | 32851000 / Basin Mixer / Grohe M | 0 | 0 | Nos | Labour _ 32851000 / Basin Mixer / Grohe M _1069668
No category |  |  | 32A 1phase Ind Socket | 0 | 0 | Nos | Labour _ 32A 1phase Ind Socket _1066433
No category |  |  | 32A RCBO 100MA with 16 DP MCB 2 nos (L) | 1.18 | 0 | Nos | Labour _ 32A RCBO 100MA with 16 DP MCB 2 nos (L) _1074872
No category |  |  | 32A RCBO 100MA with 16 DP MCB 2 nos (M) | 1.18 | 0 | Nos | Labour _ 32A RCBO 100MA with 16 DP MCB 2 nos (M) _1074869
No category |  |  | 32mm Dia (U ) Easyfit SCH-40 Pipe with all accessories-L | 1.18 | 0 | Mtr. | Labour _ 32mm Dia (U ) Easyfit SCH-40 Pipe with all accessories-L _1077365
No category |  |  | 32mm Dia (U ) Easyfit SCH-40 Pipe with all accessories-M | 1.18 | 0 | Mtr. | Labour _ 32mm Dia (U ) Easyfit SCH-40 Pipe with all accessories-M _1077364
No category |  |  | 32mm dia MMS FR PVC conduit for electrical wire for retail L | 0 | 0 | Rmt. | Labour _ 32mm dia MMS FR PVC conduit for electrical wire for retail L _1067482
No category |  |  | 32mm dia MMS FR PVC conduit for electrical wire for retail M | 0 | 0 | Rmt. | Labour _ 32mm dia MMS FR PVC conduit for electrical wire for retail M _1067481
No category |  |  | 32mm Dia Non return CI Valve - L | 1.18 | 0 | Nos | Labour _ 32mm Dia Non return CI Valve - L _1075211
No category |  |  | 32mm Dia Non return CI Valve - M | 1.18 | 0 | Nos | Labour _ 32mm Dia Non return CI Valve - M _1075210
No category |  |  | 32mm Dia PVC Drain Pipe - L | 1.18 | 0 | Mtr. | Labour _ 32mm Dia PVC Drain Pipe - L _1076261
No category |  |  | 32mm Dia PVC Drain Pipe - M | 1.18 | 0 | Mtr. | Labour _ 32mm Dia PVC Drain Pipe - M _1076260
No category |  |  | 32mm dia. (N.B. of pipe) UPVC SCH 40 Class Pipes L | 1.18 | 0 | Rmt. | Labour _ 32mm dia. (N.B. of pipe) UPVC SCH 40 Class Pipes L _1080184
No category |  |  | 32mm dia. (N.B. of pipe) UPVC SCH 40 Class Pipes M | 1.18 | 0 | Rmt. | Labour _ 32mm dia. (N.B. of pipe) UPVC SCH 40 Class Pipes M _1080185
No category |  |  | 32mm dia. (N.B. of pipe)-Internal cold water supply L | 0 | 0 | Rmt. | Labour _ 32mm dia. (N.B. of pipe)-Internal cold water supply L _1069456
No category |  |  | 32mm dia. (N.B. of pipe)-Internal cold water supply M | 0 | 0 | Rmt. | Labour _ 32mm dia. (N.B. of pipe)-Internal cold water supply M _1068677
No category |  |  | 32mm dia. (N.B. of pipe)-Internal flush water supply L | 0 | 0 | Rmt. | Labour _ 32mm dia. (N.B. of pipe)-Internal flush water supply L _1069458
No category |  |  | 32mm dia. (N.B. of pipe)-Internal flush water supply M | 0 | 0 | Rmt. | Labour _ 32mm dia. (N.B. of pipe)-Internal flush water supply M _1068679
No category |  |  | 32mm dia. G.I.' C' Class ERW Heavy duty pipes M | 0 | 0 | Rmt. | Labour _ 32mm dia. G.I.' C' Class ERW Heavy duty pipes M _11861
No category |  |  | 32mm dia. G.I.' C' Class ERW Heavy duty pipes L | 0 | 0 | Rmt. | Labour _ 32mm dia. G.I.' C' Class ERW Heavy duty pipes L _831504
No category |  |  | 32mm dia. Non Return CI Valve of (PN-10) L | 1.18 | 0 | Nos | Labour _ 32mm dia. Non Return CI Valve of (PN-10) L _1077530
No category |  |  | 32mm dia. Non Return CI Valve of (PN-10) M | 1.18 | 0 | Nos | Labour _ 32mm dia. Non Return CI Valve of (PN-10) M _1077531
No category |  |  | 32mm full thread Waste coupling L | 1.18 | 0 | Nos | Labour _ 32mm full thread Waste coupling L _1066954
No category |  |  | 32mm full thread Waste coupling L+M | 1.18 | 0 | Nos | Labour _ 32mm full thread Waste coupling L+M _9604
No category |  |  | 32mm full thread Waste coupling M | 1.18 | 0 | Nos | Labour _ 32mm full thread Waste coupling M _1067043
No category |  |  | 32mm HDPE Pipe (L) | 1.18 | 0 | Mtr. | Labour _ 32mm HDPE Pipe (L) _1072456
No category |  |  | 32mm HDPE Pipe (M) | 1.18 | 0 | Mtr. | Labour _ 32mm HDPE Pipe (M) _1072455
No category |  |  | 32mm HDPE Pipe line incl fitting | 0 | 0 | Rmt. | Labour _ 32mm HDPE Pipe line incl fitting _1071201
No category |  |  | 32mm NB Dia GI C Class Pipe - L | 1.18 | 0 | Mtr. | Labour _ 32mm NB Dia GI C Class Pipe - L _1071379
No category |  |  | 32mm NB Dia GI C Class Pipe - M | 1.18 | 0 | Mtr. | Labour _ 32mm NB Dia GI C Class Pipe - M _1071378
No category |  |  | 32mm PVC Conduit from Passage Tray to ELV DB of Shop M | 1.18 | 0 | Mtr. | Labour _ 32mm PVC Conduit from Passage Tray to ELV DB of Shop M _1077457
No category |  |  | 32mm PVC Conduit from Passage Tray to ELV DB of Shop L | 1.18 | 0 | Mtr. | Labour _ 32mm PVC Conduit from Passage Tray to ELV DB of Shop L _1077456
No category |  |  | 32mm PVC P trap for Urinal | 1 | 0 | Nos | Labour _ 32mm PVC P trap for Urinal _10513
No category |  |  | 32mm Size SS P-Trap M | 0 | 0 | Nos | Labour _ 32mm Size SS P-Trap M _11901
No category |  |  | 32mm Size SS P-Trap L | 0 | 0 | Nos | Labour _ 32mm Size SS P-Trap L _12244
No category |  |  | 32mm Waste Coupling | 1.18 | 0 | Nos | Labour _ 32mm Waste Coupling _9448
No category |  |  | 32mm Waste Coupling M | 0 | 0 | Nos | Labour _ 32mm Waste Coupling M _11900
No category |  |  | 32mm Waste Coupling M | 1.18 | 0 | Nos | Labour _ 32mm Waste Coupling M _1067019
No category |  |  | 32mm Waste Coupling L | 1.18 | 0 | Nos | Labour _ 32mm Waste Coupling L _1066930
No category |  |  | 32mm Waste Coupling L | 0 | 0 | Nos | Labour _ 32mm Waste Coupling L _12243
No category |  |  | 32mm x 6 mm GI. Strip down conductor on SMC insulator L | 1.18 | 0 | Rmt. | Labour _ 32mm x 6 mm GI. Strip down conductor on SMC insulator L _1075489
No category |  |  | 32mm x 6 mm GI. Strip down conductor on SMC insulator M | 1.18 | 0 | Mtr. | Labour _ 32mm x 6 mm GI. Strip down conductor on SMC insulator M _1075488
No category |  |  | 32nd Floor -Gypsum Plaster 12mm thick to walls | 1.18 | 0 | SQM. | Labour _ 32nd Floor -Gypsum Plaster 12mm thick to walls _1071669
No category |  |  | 32nd Floor -Gypsum Plaster 12mm thick to walls above 3.65m | 1.18 | 0 | SQM. | Labour _ 32nd Floor -Gypsum Plaster 12mm thick to walls above 3.65m _1071720
No category |  |  | 32nd Floor -Gypsum Plaster 12mm thick to walls below 3.65m | 1.18 | 0 | SQM. | Labour _ 32nd Floor -Gypsum Plaster 12mm thick to walls below 3.65m _1071771